## Equipment
CountIndex | EquipmentNo | SerialNumber | AssetNo | ToolingNo | NonStockNo | EquipmentOwnerID | EquipmentOwnerName | EquipmentGroup | EnDescription | ChDescription | PhotoLink | Specification | Limitations | Location | TeamGroup | Status | Length | Width | Height | Weight | EquipmentType | LastNonStockShipDate | Cost | DataCreateDate | CreateDate | CreateUser | LastTransactionDate | AssetLoanedReturnDate | LastDueDate | NextDueDate | LastCalibratedDate | NextCalibratedDate | TimeUntilNextCalibration | NonStockSpace | LastModifyDate | LastModifyUser | CreatedDate | PlanCalDate | Site
|  | 970313 | 127002230 |  |  | 110030 | Alan Yin |  | Mast style Boom Lifts | 曲臂車 |  |  |  | AFTC (TMC1) | [8 empty] | 900000 |  | 2012-01-16
|  | 970235 | 127002145 |  |  | 110030 | Alan Yin |  | Scissors Jack | 高空作業車 |  |  |  | AFTC (TMC1) | [8 empty] | 520000 |  | 2010-11-11
|  | 970141 | 127002063 |  |  | 110030 | Alan Yin | 千斤頂 | Hoist Jack 10TON Alan Yin | 10噸油壓千斤頂 |  |  |  | AFTC (TMC1) | [8 empty] | 81000 |  | 2009-12-16
|  | 970142 | 127002064 |  |  | 110030 | Alan Yin | 千斤頂 | Hoist Jack 10TON Alan Yin | 10噸油壓千斤頂 |  |  |  | AFTC (TMC1) | [8 empty] | 81000 |  | 2009-12-16
|  | 970143 | 127002065 |  |  | 110030 | Alan Yin | 千斤頂 | Hoist Jack 10TON Alan Yin | 10噸油壓千斤頂 |  |  |  | AFTC (TMC1) | [8 empty] | 81000 |  | 2009-12-16
|  | 970144 | 127002066 |  |  | 110030 | Alan Yin | 千斤頂 | Hoist Jack 10TON Alan Yin | 10噸油壓千斤頂 |  |  |  | AFTC (TMC1) | [8 empty] | 81000 |  | 2009-12-16
|  | 970334 | 127002229 |  |  | 110030 | Alan Yin | 千斤頂 | Hydraulic Jack 30 tons | 30噸油壓千斤頂 |  |  |  | AFTC (TMC1) | [8 empty] | 10200 |  | 2011-12-15
|  | 970331 | 127002227 |  |  | 110030 | Alan Yin | 千斤頂 | Manual pump | 手持式油壓千斤頂 |  |  |  | AFTC (TMC1) | [8 empty] | 8400 |  | 2011-12-15
|  | 970333 | 127002228 |  |  | 110030 | Alan Yin | 千斤頂 | Hydraulic Jack 20 tons | 20噸油壓千斤頂 |  |  |  | AFTC (TMC1) | [8 empty] | 7700 |  | 2011-12-15
|  |  | 127003560 |  |  | 160046 | Allen Lin |  | Mast style Boom Lifts | 高空作業車 |  |  |  | AFTC (TMC1) | [8 empty] | 900000 |  | 2014-05-30
|  | 970376 | 127002267 |  |  | 160046 | Allen Lin |  | cooling water leak check tools | 腔體冷卻水路測漏工具 |  |  |  | AFTC (TMC1) | [8 empty] | 155000 |  | 2012-08-23
|  | 970379 | 127002268 |  |  | 160046 | Allen Lin |  | cooling water leak check tools add extra parts | 腔體冷卻水路測漏工具 |  |  |  | AFTC (TMC1) | [8 empty] | 102000 |  | 2012-08-23
|  |  | 127002824 |  |  | 160046 | Allen Lin |  | Blind plate holder for vacuum test blank-off use | 測漏盲版置放架 |  |  |  | AFTC (TMC1) | [8 empty] | 55000 |  | 2012-11-23
|  | 970230 | 127002121 |  |  | 160046 | Allen Lin |  | Gas meter | 氣體錶 |  |  |  | AFTC (TMC1) | [8 empty] | 45000 |  | 2010-10-26
|  | 970227 | 127002143 |  |  | 160046 | Allen Lin |  | Cathode Drive Car | 靶材驅動器安裝台車 |  |  |  | AFTC (TMC1) | [8 empty] | 30000 |  | 2010-11-11
|  | 970228 | 127002144 |  |  | 160046 | Allen Lin |  | Cathode Drive Car | 靶材驅動器安裝台車 |  |  |  | AFTC (TMC1) | [8 empty] | 30000 |  | 2010-11-11
|  | 970245 | 127002146 | TMC0258 |  | 110181 | Barlow Lee | 氦氣測漏儀 | Helium Leak Detector UL 1000 ????? (TMC0258) | 氦氣測漏儀(TMC0258) |  |  |  | AFTC (TMC1) | [8 empty] | 1017870 |  | 2011-01-25
|  | 990094 | 127001991 | TMC0075 |  | 110181 | Barlow Lee | 氦氣測漏儀 | Helium Leak Detector UL 1000 (TMC0075) | 氦氣測漏儀(TMC0075) |  |  |  | AFTC (TMC1) | [8 empty] | 964165 |  | 2008-07-24
|  | 990095 | 127002001 | TMC0074 |  | 110181 | Barlow Lee | 氦氣測漏儀 | Helium Leak Detector UL 1000 ????? (TMC0074) | 氦氣測漏儀(TMC0074) |  |  |  | AFTC (TMC1) | [8 empty] | 964164 |  | 2008-07-24
|  |  | 127006278 |  |  | 110181 | Barlow Lee |  | NAR heater test tool-肯鑫 | 測試用人機介面主機板 |  |  |  | AFTC (TMC1) | [8 empty] | 390000 |  | 2018-01-10
|  |  | 127002892 |  |  | 110181 | Barlow Lee |  | NAR1800 vacuum blind for PVD test | 測試用盲版 |  |  |  | AFTC (TMC1) | [8 empty] | 245000 |  | 2013-01-06
|  |  | 127003081 |  |  | 110181 | Barlow Lee |  | Pivot water test tool | Pivot 水路測試治具（水車） |  |  |  | AFTC (TMC1) | [8 empty] | 149750 |  | 2013-07-11
|  |  | 127003082 |  |  | 110181 | Barlow Lee |  | Pivot water test tool | Pivot 水路測試治具(水車） |  |  |  | AFTC (TMC1) | [8 empty] | 149750 |  | 2013-07-22
|  |  | 127003027 |  |  | 110181 | Barlow Lee |  | Pivot KVi2 test fixture | Pivot KVi2 水氣電路品質測試設備 |  |  |  | AFTC (TMC1) | [8 empty] | 119800 |  | 2013-05-27
|  |  | 127003084 |  |  | 110181 | Barlow Lee |  | Pivot module test blind flang | Pivot測試盲板 |  |  |  | AFTC (TMC1) | [8 empty] | 93550 |  | 2013-10-17
|  |  | 127003085 |  |  | 110181 | Barlow Lee |  | Pivot module test blind flang | Pivot測試盲板 |  |  |  | AFTC (TMC1) | [8 empty] | 93550 |  | 2013-10-24
|  | 990568 | 127002532 |  |  | 110181 | Barlow Lee |  | ViewSonic VX2451MH S/N:SE2112101095 | VIEWSONIC 顯示器 |  |  |  | AFTC (TMC1) | [8 empty] | 6050 |  | 2012-01-19
|  |  | 127006377 |  |  | 110046 | Blithe Chiang |  | Test Bay System | 測試站系統 |  |  |  | AFTC (TMC1) | [8 empty] | 8948000 |  | 2018-01-25
|  | 990265/286/2 | 127002048 |  |  | 110046 | Blithe Chiang |  | Mushroom (?????) / diffuser Lifting fixture / susc | US移轉TW治具 |  |  |  | AFTC (TMC1) | [8 empty] | 2309660 |  | 2009-10-20
|  | 970103 | 127002215 |  |  | 110046 | Blithe Chiang |  | P/N:0270-72122 Rotation Cart for Bay2 | PN:0270-72122 翻轉車架 |  |  |  | AFTC (TMC1) | [8 empty] | 1870000 |  | 2011-11-14
|  |  | 127004710 |  |  | 110046 | Blithe Chiang |  | H-BeamLifting fixture可調式吊架-史班特 | 可調式吊架-史班特 |  |  |  | AFTC (TMC1) | [8 empty] | 871700 |  | 2016-06-28
|  |  | 127004302 |  |  | 110046 | Blithe Chiang |  | 90K diffuser lifting fixture | 90K diffuser吊掛置具 |  |  |  | AFTC (TMC1) | [8 empty] | 751430 |  | 2015-10-13
|  | 970214 | 127002142 |  |  | 110046 | Blithe Chiang |  | Spreader H-Beam Chamber lifting storage rack | H型腔體吊掛架 |  |  |  | AFTC (TMC1) | [8 empty] | 370000 |  | 2010-11-11
|  | 970086 | 127002072 |  |  | 110046 | Blithe Chiang |  | Spreader H-Beam Chamber lifting fixture | H型機台吊掛延展架 |  |  |  | AFTC (TMC1) | [8 empty] | 310000 |  | 2010-02-22
|  | 990023 | 127001982 |  |  | 110046 | Blithe Chiang |  | CVD 60K Susceptor Lifting Fixture (ISP) | Susceptor起重夾治具 |  |  |  | AFTC (TMC1) | [8 empty] | 220588 |  | 2007-12-20
|  | 990022 | 127001984 |  |  | 110046 | Blithe Chiang |  | CVD 60K DIFFUSER Lifting Fixture (ISP) | Diffuser 起重夾治具 |  |  |  | AFTC (TMC1) | [8 empty] | 184641 |  | 2007-12-20
|  | 970284 | 127002163 |  |  | 110046 | Blithe Chiang |  | P/N:0270-71314Susceptor Lifting Fixture for LT4300 | Susceptor起重夾治具 |  |  |  | AFTC (TMC1) | [8 empty] | 114848 |  | 2011-05-17
|  | 970051 | 127002094 |  |  | 110046 | Blithe Chiang |  | Fixture Cassette Lifting # 0270-71282 | 彈簧夾治具 |  |  |  | AFTC (TMC1) | [8 empty] | 69800 |  | 2010-07-19
|  | 990131 | 127002029 |  |  | 110046 | Blithe Chiang |  | ceramic shaft lifting fixture | 陶瓷吊掛治具 |  |  |  | AFTC (TMC1) | [8 empty] | 49098 |  | 2008-09-18
|  | 970301 | 127002222 |  |  | 110046 | Blithe Chiang |  | Lifting fixture cart for CVD-Blithe Chiang | 治具放置車架 |  |  |  | AFTC (TMC1) | [8 empty] | 34000 |  | 2011-12-05
|  | 990138 | 127002035 |  |  | 110046 | Blithe Chiang |  | Rotating skates model124-Blithe Chiang | 高負重萬向車 |  |  |  | AFTC (TMC1) | [8 empty] | 30905 |  | 2008-09-18
|  | 990168 | 127002038 |  |  | 110046 | Blithe Chiang |  | Rotating skates model124-Blithe Chiang | 高負重萬向車 |  |  |  | AFTC (TMC1) | [8 empty] | 30905 |  | 2008-09-18
|  | 990169 | 127002039 |  |  | 110046 | Blithe Chiang |  | Rotating skates model124-Blithe Chiang | 高負重萬向車 |  |  |  | AFTC (TMC1) | [8 empty] | 30905 |  | 2008-09-18
|  | 990170 | 127002040 |  |  | 110046 | Blithe Chiang |  | Rotating skates model124-Blithe Chiang | 高負重萬向車 |  |  |  | AFTC (TMC1) | [8 empty] | 30905 |  | 2008-09-18
|  | 990171 | 127002041 |  |  | 110046 | Blithe Chiang |  | Rotating skates model124-Blithe Chiang | 高負重萬向車 |  |  |  | AFTC (TMC1) | [8 empty] | 30905 |  | 2008-09-18
|  | 990172 | 127002042 |  |  | 110046 | Blithe Chiang |  | Rotating skates model124-Blithe Chiang | 高負重萬向車 |  |  |  | AFTC (TMC1) | [8 empty] | 30905 |  | 2008-09-18
|  | 970068 | 127002076 |  |  | 110046 | Blithe Chiang |  | Vestil Scissors Jack-Blithe Chiang (Bay 5) | 油壓托板車 |  |  |  | AFTC (TMC1) | [8 empty] | 25000 |  | 2010-02-22
|  | 990255 | 127002378 |  |  | 110046 | Blithe Chiang |  | HP LaserJet P1505 VNB3B19278-Blithe Chiang | 雷射印表機 |  |  |  | AFTC (TMC1) | [8 empty] | 7000 |  | 2009-11-09
|  |  | 127006378 |  |  | 105318 | Chi-Hung Chao |  | Micro Vibration | AMIC微振儀Micro Vibration |  |  |  | AFTC (TMC1) | [8 empty] | 620000 |  | 2018-01-25
|  |  | 127006379 |  |  | 105318 | Chi-Hung Chao |  | Hamar Laser | 水平量測儀Hamar Laser |  |  |  | AFTC (TMC1) | [8 empty] | 528776 |  | 2018-01-25
|  |  | 127006270 |  |  | 106092 | Chung-Kai Huang |  | Aerial work platform | Star10 高空作業車 |  |  |  | AFTC (TMC1) | [8 empty] | 1130000 |  | 2018-04-18
|  | 970269 | 127002182 |  |  | 106092 | Chung-Kai Huang |  | Cable Cutting tooling in PhaseII-Kai Huang | 自動捲線機 |  |  |  | AFTC (TMC1) | [8 empty] | 390000 |  | 2011-11-14
|  | 970274 | 127002183 |  |  | 106092 | Chung-Kai Huang |  | Cable Cutting tooling in PhaseII-Kai Huang | 自動捲線機 |  |  |  | AFTC (TMC1) | [8 empty] | 390000 |  | 2011-11-14
|  | 970308 | 127002217 |  |  | 106092 | Chung-Kai Huang |  | Upgrade cost-Cable cutting tooling | 更新-自動捲線機 |  |  |  | AFTC (TMC1) | [8 empty] | 190000 |  | 2011-11-14
|  | NBTN0034 | 127001969 |  |  | 106092 | Chung-Kai Huang |  | Length measuring MESSROL | 手動捲線機 |  |  |  | AFTC (TMC1) | [8 empty] | 169920 |  | 2005-12-15
|  | 970292 | 127002201 |  |  | 106092 | Chung-Kai Huang |  | Round Cable Shelf---Jason C Wu | 電纜圓盤放置轉盤 |  |  |  | AFTC (TMC1) | [8 empty] | 99000 |  | 2011-10-26
|  | 970039 | 127002092 |  |  | 106092 | Chung-Kai Huang |  | Cable duct key punch PG type-Kai Huang | 油壓式端子夾 |  |  |  | AFTC (TMC1) | [8 empty] | 47690 |  | 2010-07-16
|  |  | 127008291 |  |  | 115186 | Daniel Lee |  | CHILLER AIR COOLED 200V 25KW CAPACITY | 冷卻水用熱交換器 25kw LMU 127008339 |  |  |  | Su Ku warehouse | [8 empty] | 590698 |  | 2019-04-25
|  |  | 127008290 |  |  | 115186 | Daniel Lee |  | CHILLER AIR COOLED 200V 10.5KW CAPACITY | 冷卻水用熱交換器 10.5kw LMU 127008338 |  |  |  | Su Ku warehouse | [8 empty] | 590697 |  | 2019-04-25
|  |  | 127005009 |  |  | 154987 | Edward Chen |  | Electric pallet truck | 電動拖板車 |  |  |  | AFTC (TMC1) | [8 empty] | 270000 |  | 2016-11-22
|  |  | 127008143 |  |  | 110047 | Eric Yang |  | LEAK DECTOR (BODY + LID)(測漏桌) | 測漏桌 |  |  |  | Impakt Korea (A-1 Engineering) | [8 empty] | 1293623 |  | 2019-01-22
|  |  | 127008144 |  |  | 110047 | Eric Yang |  | LEAK DECTOR (BODY + LID)(測漏桌) | 測漏桌 |  |  |  | Impakt Korea (A-1 Engineering) | [8 empty] | 1293623 |  | 2019-01-22
|  | 990096 | 127002014 |  |  | 110047 | Eric Yang |  | Helium Leak Detector UL 1000 (TMC0078) | 氦氣測漏儀(TMC0078) |  |  |  | AFTC (TMC1) | [8 empty] | 964164 |  | 2008-07-24
|  |  | 127004694 |  |  | 110047 | Eric Yang |  | Helium leak deterctor-英福康 | 氦氣測漏儀 |  |  |  | AFTC (TMC1) | [8 empty] | 960000 |  | 2016-07-27
|  |  | 127004695 |  |  | 110047 | Eric Yang |  | Helium leak deterctor | 氦氣測漏儀 |  |  |  | AFTC (TMC1) | [8 empty] | 960000 |  | 2016-07-27
|  |  | 127005008 |  |  | 110047 | Eric Yang |  | Edward Pump iH1000 | 魯式幫浦 |  |  |  | AFTC (TMC1) | [8 empty] | 841600 |  | 2017-01-22
|  | 990020 | 127001976 |  |  | 110047 | Eric Yang |  | (Bonded) Dry pump(700 cfm) iH1000 | 真空幫浦 |  |  |  | AFTC (TMC1) | [8 empty] | 820387 |  | 2008-08-21
|  | 990020 | 127001977 |  |  | 110047 | Eric Yang |  | (Bonded) Dry pump(700 cfm) iH1000 | 真空幫浦 |  |  |  | AFTC (TMC1) | [8 empty] | 820387 |  | 2008-08-21
|  | 990020 | 127001978 |  |  | 110047 | Eric Yang |  | (Bonded) Dry pump(700 cfm) iH1000 | 真空幫浦 |  |  |  | AFTC (TMC1) | [8 empty] | 820387 |  | 2008-08-21
|  | 990020 | 127001980 |  |  | 110047 | Eric Yang |  | Bonded Dry pump(700 cfm) iH1000 | 真空幫浦 |  |  |  | AFTC (TMC1) | [8 empty] | 820387 |  | 2008-08-21
|  | 990020 | 127001981 |  |  | 110047 | Eric Yang |  | Bonded Dry pump(700 cfm) iH1000 | 真空幫浦 |  |  |  | AFTC (TMC1) | [8 empty] | 820387 |  | 2008-08-21
|  | 990020 | 127001975 |  |  | 110047 | Eric Yang |  | (Bonded)Dry pump(700 cfm) iH1000 | 真空幫浦 |  |  |  | AFTC (TMC1) | [8 empty] | 820385 |  | 2007-12-31
|  |  | 127004307 |  |  | 110047 | Eric Yang |  | Edward pump Ih1000 | 愛德華測試用幫浦 |  |  |  | AFTC (TMC1) | [8 empty] | 704085 |  | 2015-12-03
|  |  | 127008420 |  |  | 110047 | Eric Yang |  | Wireless Gap Tool | 無線差距量測器 |  |  |  | AFTC (TMC1) | [8 empty] | 676609 |  | 2019-06-20
|  |  | 127008147 |  |  | 110047 | Eric Yang |  | LID CART (LID 台車) | LID 台車 |  |  |  | Impakt Korea (A-1 Engineering) | [8 empty] | 657580 |  | 2019-01-22
|  | 990094 | 127001992 |  |  | 110047 | Eric Yang |  | (Bonded) Dry Pump IH1000/220V | 真空幫浦 |  |  |  | AFTC (TMC1) | [8 empty] | 609880 |  | 2008-07-24
|  | 990095 | 127002002 |  |  | 110047 | Eric Yang |  | (Bonded)Dry pump IH 1000/220 | 真空幫浦 |  |  |  | AFTC (TMC1) | [8 empty] | 609880 |  | 2008-07-24
|  | 990094 | 127001995 |  |  | 110047 | Eric Yang |  | (Bonded)Dry Pump IH1000/220 | 真空幫浦 |  |  |  | AFTC (TMC1) | [8 empty] | 609879 |  | 2008-08-21
|  | 990094 | 127001996 |  |  | 110047 | Eric Yang |  | (Bonded)Dry Pump IH1000/220 | 真空幫浦 |  |  |  | AFTC (TMC1) | [8 empty] | 609879 |  | 2008-08-21
|  | 990094 | 127001997 |  |  | 110047 | Eric Yang |  | (Bonded)Dry Pump IH1000/220 | 真空幫浦 |  |  |  | AFTC (TMC1) | [8 empty] | 609879 |  | 2008-08-21
|  | 990094 | 127001998 |  |  | 110047 | Eric Yang |  | (Bonded)Dry Pump IH1000/220 | 真空幫浦 |  |  |  | AFTC (TMC1) | [8 empty] | 609879 |  | 2008-08-21
|  | 990094 | 127001999 |  |  | 110047 | Eric Yang |  | (Bonded) Dry Pump IH1000/220V | 真空幫浦 |  |  |  | AFTC (TMC1) | [8 empty] | 609879 |  | 2008-08-21
|  | 990094 | 127002000 |  |  | 110047 | Eric Yang |  | (Bonded) Dry Pump IH1000/220V | 真空幫浦 |  |  |  | AFTC (TMC1) | [8 empty] | 609879 |  | 2008-08-21
|  | 990095 | 127002005 |  |  | 110047 | Eric Yang |  | (Bonded)Dry Pump IH1000/220 | 真空幫浦 |  |  |  | AFTC (TMC1) | [8 empty] | 609879 |  | 2008-08-21
|  | 990095 | 127002006 |  |  | 110047 | Eric Yang |  | (Bonded)Dry Pump IH1000/220 | 真空幫浦 |  |  |  | AFTC (TMC1) | [8 empty] | 609879 |  | 2008-08-21
|  | 990095 | 127002007 |  |  | 110047 | Eric Yang |  | (Bonded)Dry Pump IH1000/220 | 真空幫浦 |  |  |  | AFTC (TMC1) | [8 empty] | 609879 |  | 2008-08-21
|  | 970022 | 127002059 |  |  | 110047 | Eric Yang |  | Single loop heat exchanger WTC-5000R-AKT | 單循環純水交換機 |  |  |  | AFTC (TMC1) | [8 empty] | 455430 |  | 2009-12-16
|  | 970023 | 127002060 |  |  | 110047 | Eric Yang |  | Single loop heat exchanger WTC-5000R-AKT | 單循環純水交換機 |  |  |  | AFTC (TMC1) | [8 empty] | 455430 |  | 2009-12-16
|  | 970024 | 127002061 |  |  | 110047 | Eric Yang |  | Single loop heat exchanger WTC-5000R-AKT | 單循環純水交換機 |  |  |  | AFTC (TMC1) | [8 empty] | 455430 |  | 2009-12-16
|  | 970025 | 127002062 |  |  | 110047 | Eric Yang |  | Single loop heat exchanger WTC-5000R-AKT | 單循環純水交換機 |  |  |  | AFTC (TMC1) | [8 empty] | 455430 |  | 2009-12-16
|  |  | 127008421 |  |  | 110047 | Eric Yang |  | Infrared thermal imager | 紅外線熱像儀 |  |  |  | AFTC (TMC1) | [8 empty] | 368306 |  | 2019-06-20
|  | 970275 | 127002202 |  |  | 110047 | Eric Yang |  | PN0190-73622 DI water exchange equipment | 純水交換機 |  |  |  | AFTC (TMC1) | [8 empty] | 345600 |  | 2011-10-26
|  | 970276 | 127002203 |  |  | 110047 | Eric Yang |  | PN0190-73622 DI water exchange equipment | 純水交換機 |  |  |  | AFTC (TMC1) | [8 empty] | 345600 |  | 2011-10-26
|  | 970092 | 127002088 |  |  | 110047 | Eric Yang |  | Dry pump PS902-A S/N:069302-Andy Han | 真空泵浦機組 |  |  |  | AFTC (TMC1) | [8 empty] | 323667 |  | 2010-04-20
|  | 970093 | 127002089 |  |  | 110047 | Eric Yang |  | Dry pump PS902-A S/N:069204-Andy Han | 真空泵浦機組 |  |  |  | AFTC (TMC1) | [8 empty] | 323667 |  | 2010-04-20
|  | 970250 | 127002175 |  |  | 110047 | Eric Yang |  | 0190-73622 DI Waterheat Exchanger PhaseII- Max Cha | 純水交換機 |  |  |  | AFTC (TMC1) | [8 empty] | 322186 |  | 2011-06-16
|  | 970251 | 127002176 |  |  | 110047 | Eric Yang |  | 0190-73622 DI Waterheat Exchanger PhaseII | 純水交換機 |  |  |  | AFTC (TMC1) | [8 empty] | 322186 |  | 2011-06-16
|  |  | 127006134 |  |  | 110047 | Eric Yang |  | CVD Test station Chiller circulation line hookup-宏 | CVD工作站製成熱交換機配管 |  |  |  | AFTC (TMC1) | [8 empty] | 300000 |  | 2017-12-27
|  |  | 127008419 |  |  | 110047 | Eric Yang |  | RF leak detector | 射頻測漏儀 |  |  |  | AFTC (TMC1) | [8 empty] | 279019 |  | 2019-06-20
|  |  | 127008108 |  |  | 110047 | Eric Yang |  | GAS PANEL | 氣體流量控制器 |  |  |  | Impakt Korea (A-1 Engineering) | [8 empty] | 277316 |  | 2018-12-07
|  |  | 127008106 |  |  | 110047 | Eric Yang |  | GAS PANEL | 氣體流量控制器 |  |  |  | Impakt Korea (A-1 Engineering) | [8 empty] | 269158 |  | 2018-12-07
|  |  | 127008107 |  |  | 110047 | Eric Yang |  | GAS PANEL | 氣體流量控制器 |  |  |  | Impakt Korea (A-1 Engineering) | [8 empty] | 269158 |  | 2018-12-07
|  |  | 127008145 |  |  | 110047 | Eric Yang |  | DI CHILLER(純水交換機) | 純水交換機 |  |  |  | Impakt Korea (A-1 Engineering) | [8 empty] | 248897 |  | 2019-01-22
|  |  | 127008146 |  |  | 110047 | Eric Yang |  | DI CHILLER(純水交換機) | 純水交換機 |  |  |  | Impakt Korea (A-1 Engineering) | [8 empty] | 248896 |  | 2019-01-22
|  |  | 127008416 |  |  | 110047 | Eric Yang |  | Chiller | 冷卻機 |  |  |  | Su Ku warehouse | [8 empty] | 207032 |  | 2019-06-20
|  | 970303 | 127002187 |  |  | 110047 | Eric Yang |  | Hous Vacuum System | 中央吸塵系統 |  |  |  | AFTC (TMC1) | [8 empty] | 55080 |  | 2011-08-22
|  | 990256 | 127002379 |  |  | 110047 | Eric Yang |  | HP LaserJet P1505 VNB3B19499 | 雷射印表機 |  |  |  | AFTC (TMC1) | [8 empty] | 7000 |  | 2009-11-09
|  | 970310 | 127002191 |  |  | 159908 | Ice Hsu |  | PVD Heater Cabinet | 真空測試系統 |  |  |  | AFTC (TMC1) | [8 empty] | 41000 |  | 2011-09-19
|  | 970360 | 127002260 |  |  | 159908 | Ice Hsu |  | "Test Stand Upgade(incorparate IPC,PLC) | 封板 |  |  |  | AFTC (TMC1) | [8 empty] | 16116 |  | 2012-08-09
|  | 990134 | 127002032 |  |  | 110039 | Jack Lee |  | 15KW RF generator-Max Chang | 射頻發電機 |  |  |  | AFTC (TMC1) | [8 empty] | 1175829 |  | 2008-09-18
|  | 990094 | 127001994 |  |  | 110039 | Jack Lee |  | (Bonded)VAR Freq RF Generator 15kw | 射頻發電機 |  |  |  | AFTC (TMC1) | [8 empty] | 968141 |  | 2008-07-24
|  | 990095 | 127002004 |  |  | 110039 | Jack Lee |  | (Bonded)VAR Freq RF Generator 15kw | 射頻發電機 |  |  |  | AFTC (TMC1) | [8 empty] | 968139 |  | 2008-07-24
|  | 990096 | 127002011 |  |  | 110039 | Jack Lee |  | (Bonded)VAR Freq RF Generator 15kw | 射頻發電機 |  |  |  | AFTC (TMC1) | [8 empty] | 968138 |  | 2008-07-24
|  | 970055 | 127002100 |  |  | 110039 | Jack Lee |  | (Bonded)GENERATOR RF 5KW #0920-01034 | 無線射頻發射機 |  |  |  | AFTC (TMC1) | [8 empty] | 134881 |  | 2010-07-19
|  | 970056 | 127002101 |  |  | 110039 | Jack Lee |  | (Bonded)GENERATOR RF 5KW #0920-01034 | 無線射頻發射機 |  |  |  | AFTC (TMC1) | [8 empty] | 134881 |  | 2010-07-19
|  | 970147 | 127002068 |  |  | 110039 | Jack Lee |  | Cover sheet stock rack | 外殼存放架 |  |  |  | AFTC (TMC1) | [8 empty] | 40000 |  | 2009-12-18
|  | 970148 | 127002069 |  |  | 110039 | Jack Lee |  | Cover sheet stock rack | 外殼存放架 |  |  |  | AFTC (TMC1) | [8 empty] | 40000 |  | 2009-12-18
|  | 970342 | 127002252 |  |  | 110179 | James Chiang |  | 3D Magnetic Field Measuring Machine | 3D磁場量測儀 |  |  |  | AFTC (TMC1) | [8 empty] | 4088317 |  | 2012-06-21
|  | 970316 | 127002209 |  |  | 110179 | James Chiang |  | 2TTB air condition for metrology lab | 冷氣 |  |  |  | AFTC (TMC1) | [8 empty] | 420000 |  | 2011-11-09
|  | 970169 | 127002130 |  |  | 110179 | James Chiang |  | Tesla-meter Denny Wu | 高斯計 |  |  |  | AFTC (TMC1) | [8 empty] | 196683 |  | 2010-10-27
|  | 970344 | 127002250 |  |  | 110179 | James Chiang |  | AFC-33006V AC Power Source | AFC-33006V AC 電源 |  |  |  | AFTC (TMC1) | [8 empty] | 118000 |  | 2012-06-19
|  | 970345 | 127002242 |  |  | 110179 | James Chiang |  | 500kg crane speed modifying | 500KG天車速度修改 |  |  |  | AFTC (TMC1) | [8 empty] | 66000 |  | 2012-04-25
|  | 970343 | 127002240 |  |  | 110179 | James Chiang |  | IP room wall and ceilling refurbishing | IP房間牆壁及天棚粉飾 |  |  |  | AFTC (TMC1) | [8 empty] | 47619 |  | 2012-04-23
|  | 970358 | 127002259 |  |  | 110179 | James Chiang |  | power cabinet for 3D measurement system | 升級3D量測系統-新增電箱 |  |  |  | AFTC (TMC1) | [8 empty] | 29000 |  | 2012-08-09
|  | 990253 | 127002376 |  |  | 110179 | James Chiang |  | HP LaserJet P1505 VNB3B19274-Eric Yang | 雷射印表機 |  |  |  | AFTC (TMC1) | [8 empty] | 7000 |  | 2009-11-09
|  | 990267~68/28 | 127002049 |  |  | 111894 | Jason Lee |  | RF leaking detector / Gas panel / Remote simulator | RF 洩漏偵測器/面板/遙控模擬器 |  |  |  | AFTC (TMC1) | [8 empty] | 2674611 |  | 2009-10-20
|  | 990297 | 127002053 |  |  | 111894 | Jason Lee |  | Contained in asset 127002049~2052 | Santa Claiar工具 |  |  |  | AFTC (TMC1) | [8 empty] | 2228807 |  | 2009-10-20
|  | 990285 | 127002050 |  |  | 111894 | Jason Lee |  | Slit valve blank off with test port / x8 pce | 測試閥門封閉端口等8件 |  |  |  | AFTC (TMC1) | [8 empty] | 2034074 |  | 2009-10-20
|  | 970252 | 127002177 |  |  | 111894 | Jason Lee |  | 0190-72661 30KW RF GeneratorPhaseII-Jason Lee | 30KW無線射頻發射機 |  |  |  | AFTC (TMC1) | [8 empty] | 1622637 |  | 2011-06-16
|  | 970268 | 127002174 |  |  | 111894 | Jason Lee |  | P/N:0190-72661 15KW RF Generator forPhaseII-Max Ch | 15KW無線射頻發射機 |  |  |  | AFTC (TMC1) | [8 empty] | 1552349 |  | 2011-06-16
|  |  | 127005876 |  |  | 111894 | Jason Lee |  | DLG MFG upgrade | DLG 製造部設備 |  |  |  | AFTC (TMC1) | [8 empty] | 430000 |  | 2017-05-22
|  | 970191 | 127002127 |  |  | 111894 | Jason Lee |  | RF Generator Calibration | 無線射頻發射機自我校正器 |  |  |  | AFTC (TMC1) | [8 empty] | 390500 |  | 2010-10-27
|  | 990295/99029 | 127002052 |  |  | 111894 | Jason Lee |  | IC-6199 Mark | 127002049~51 markup 工具 |  |  |  | AFTC (TMC1) | [8 empty] | 293498 |  | 2009-10-20
|  |  | 127005010 |  |  | 111894 | Jason Lee |  | RF lead detector NIM-513 | 電磁場量測儀 |  |  |  | AFTC (TMC1) | [8 empty] | 280000 |  | 2016-12-05
|  | 5847/102600098 | 127002220 |  |  | 111894 | Jason Lee |  | 15KW RF Variable Frequency Kit | 15KW無線射頻可調配件 |  |  |  | AFTC (TMC1) | [8 empty] | 237158 |  | 2011-11-22
|  | 970057 | 127002102 |  |  | 111894 | Jason Lee |  | (Bonded)GENERATOR RF 5KW #0920-01034 | 無線射頻發射機 |  |  |  | AFTC (TMC1) | [8 empty] | 134881 |  | 2010-07-19
|  | 990112 | 127002024 |  |  | 111894 | Jason Lee |  | ASSY P-CH GAS PANE PCB | 測試用電路板 |  |  |  | AFTC (TMC1) | [8 empty] | 87856 |  | 2008-09-18
|  | 990113 | 127002025 |  |  | 111894 | Jason Lee |  | ASSY P-CH PCA PROC CH. | 測試用PCA PROC |  |  |  | AFTC (TMC1) | [8 empty] | 80589 |  | 2008-09-18
|  | 970307 | 127002515 |  |  | 111894 | Jason Lee |  | 0190-73524 Spec DC PWR Supply | 直流電源供應器 |  |  |  | AFTC (TMC1) | [8 empty] | 42599 |  | 2011-10-26
|  | 970052 | 127002095 |  |  | 111894 | Jason Lee |  | Fixture Slide Shelf Installat#0270-71483 | 側邊輔助器具 |  |  |  | AFTC (TMC1) | [8 empty] | 12500 |  | 2010-07-19
|  | 970053 | 127002096 |  |  | 111894 | Jason Lee |  | Fixture Base Shelf Installati#0270-71484 | 主體輔助器具 |  |  |  | AFTC (TMC1) | [8 empty] | 12500 |  | 2010-07-19
|  |  | 127005867 |  |  | 155227 | Jason Wang |  | Lid rotation moter & cart | 100K旋轉台車 |  |  |  | AFTC (TMC1) | [8 empty] | 3865754 |  | 2017-07-24
|  | 990154/99013 | 127002022 |  |  | 155227 | Jason Wang |  | Lid leak check table frame | Lid測漏桌 |  |  |  | AFTC (TMC1) | [8 empty] | 685037 |  | 2008-09-18
|  |  | 127005653 |  |  | 155227 | Jason Wang |  | Fixture susceptor lifting 100KX-0270-72245 | 100K加熱器 |  |  |  | AFTC (TMC1) | [8 empty] | 362098 |  | 2017-06-07
|  |  | 127006102 |  |  | 155227 | Jason Wang |  | 0030-71450Buttom Plate Raw Size 90K | 測漏平台 |  |  |  | AFTC (TMC1) | [8 empty] | 360000 |  | 2017-10-25
|  |  | 127005652 |  |  | 155227 | Jason Wang |  | Fixture diffuser lifting 100KX-0270-72249 | 100K製成擴散平板 |  |  |  | AFTC (TMC1) | [8 empty] | 326160 |  | 2017-06-07
|  |  | 127008425 |  |  | 155227 | Jason Wang |  | 20K Susceptor lifting fixture(0245-71641) | 20K 感受器起重夾具 |  |  |  | Su Ku warehouse | [8 empty] | 233777 |  | 2019-06-20
|  |  | 127008424 |  |  | 155227 | Jason Wang |  | 20K Diffuser lifting fixture(0245-72296) | 20K 擴散器起重夾具 |  |  |  | Su Ku warehouse | [8 empty] | 201217 |  | 2019-06-20
|  |  | 127008422 |  |  | 155227 | Jason Wang |  | 25K Diffuser lifting fixture(0243-72819) | 25K 擴散器起重夾具 |  |  |  | Su Ku warehouse | [8 empty] | 188756 |  | 2019-06-20
|  |  | 127008423 |  |  | 155227 | Jason Wang |  | 25K Susceptor lifting fixture(0243-72818) | 25K 感受器起重夾具 |  |  |  | Su Ku warehouse | [8 empty] | 185524 |  | 2019-06-20
|  | 990152 | 127002020 |  |  | 155227 | Jason Wang |  | Lid leak check Table-Owen Wang | 測漏平台 |  |  |  | AFTC (TMC1) | [8 empty] | 104500 |  | 2008-09-18
|  | 990154 | 127002023 |  |  | 155227 | Jason Wang |  | Lid leak check table plate (Only Frame) | Lid測漏桌修改升級 |  |  |  | AFTC (TMC1) | [8 empty] | 62000 |  | 2008-09-18
|  | 970322 | 127002210 |  |  | 155227 | Jason Wang |  | Modify Lid Leak check table (25KPX) | Lid測漏桌 |  |  |  | AFTC (TMC1) | [8 empty] | 50000 |  | 2011-11-09
|  | 990582 | 127002249 |  |  | 155227 | Jason Wang |  | 20KPX leak check lable upgrade | Lid測漏桌修改升級 |  |  |  | AFTC (TMC1) | [8 empty] | 48300 |  | 2012-06-14
|  |  | 127003188 |  |  | 155227 | Jason Wang |  | Lid leak check table-Modify O-ring for40K TFE | 測漏平台-O圈修改適用40K TFE(127002020 Modification) |  |  |  | AFTC (TMC1) | [8 empty] | 43214 |  | 2013-10-22
|  | 990135 | 127002033 |  |  | 155227 | Jason Wang |  | Bonded Fixture cap w/hoist ring | 吊掛用接頭含吊環 |  |  |  | AFTC (TMC1) | [8 empty] | 30905 |  | 2008-09-18
|  | 990136 | 127002034 |  |  | 155227 | Jason Wang |  | Bonded Fixture cap w/hoist ring | 吊掛用接頭含吊環 |  |  |  | AFTC (TMC1) | [8 empty] | 30905 |  | 2008-09-18
|  | 970323 | 127002218 |  |  | 155227 | Jason Wang |  | 0220-74457 CES Mushroom capture for Q4 | 吊掛用接頭 |  |  |  | AFTC (TMC1) | [8 empty] | 29949 |  | 2011-11-18
|  | 970323 | 127002219 |  |  | 155227 | Jason Wang |  | 0220-74457 CES Mushroom capture for Q4 | 吊掛用接頭 |  |  |  | AFTC (TMC1) | [8 empty] | 29949 |  | 2011-11-18
|  |  | 127005871 |  |  | 115553 | Jeff Wang |  | CVD Dummy Heater Fixture-Bison | CVD 加熱板 |  |  |  | AFTC (TMC1) | [8 empty] | 216136 |  | 2017-06-16
|  | 990095 | 127002008 |  |  | 161488 | Jerry Wang |  | (Bonded)Dry Pump IH1000/220 | 真空幫浦 |  |  |  | AFTC (TMC1) | [8 empty] | 609879 |  | 2008-08-21
|  | 990095 | 127002009 |  |  | 161488 | Jerry Wang |  | (Bonded)Dry Pump IH1000/220 | 真空幫浦 |  |  |  | AFTC (TMC1) | [8 empty] | 609879 |  | 2008-08-21
|  | 990095 | 127002010 |  |  | 161488 | Jerry Wang |  | (Bonded)Dry Pump IH1000/220 | 真空幫浦 |  |  |  | AFTC (TMC1) | [8 empty] | 609879 |  | 2008-08-21
|  | 990096 | 127002013 |  |  | 161488 | Jerry Wang |  | (Bonded)Dry pump IH 1000/220V | 真空幫浦 |  |  |  | AFTC (TMC1) | [8 empty] | 609522 |  | 2008-07-24
|  | 990096 | 127002015 |  |  | 161488 | Jerry Wang |  | (Bonded)Dry Pump IH1000/220 | 真空幫浦 |  |  |  | AFTC (TMC1) | [8 empty] | 609522 |  | 2008-08-21
|  | 990096 | 127002016 |  |  | 161488 | Jerry Wang |  | (Bonded)Dry Pump IH1000/220 | 真空幫浦 |  |  |  | AFTC (TMC1) | [8 empty] | 609522 |  | 2008-08-21
|  | 990096 | 127002017 |  |  | 161488 | Jerry Wang |  | (Bonded)Dry Pump IH1000/220 | 真空幫浦 |  |  |  | AFTC (TMC1) | [8 empty] | 609522 |  | 2008-08-21
|  | 990096 | 127002018 |  |  | 161488 | Jerry Wang |  | (Bonded)Dry Pump IH1000/220 | 真空幫浦 |  |  |  | AFTC (TMC1) | [8 empty] | 609522 |  | 2008-08-21
|  | 970014 | 127002134 |  |  | 110037 | Kevin Li |  | MFG/4 Test Bay Setup | MFG第4 Bay CVD測試盤 |  |  |  | AFTC (TMC1) | [8 empty] | 3850979 |  | 2010-10-08
|  | 970014 | 127002135 |  |  | 110037 | Kevin Li |  | MFG/4 Test Bay Setup | MFG第4 Bay CVD測試盤 |  |  |  | AFTC (TMC1) | [8 empty] | 3850979 |  | 2010-10-08
|  | 970014 | 127002136 |  |  | 110037 | Kevin Li |  | MFG/4 Test Bay Setup | MFG第4 Bay CVD測試盤 |  |  |  | AFTC (TMC1) | [8 empty] | 3850979 |  | 2010-10-08
|  | 970014 | 127002137 |  |  | 110037 | Kevin Li |  | MFG/4 Test Bay Setup | MFG第4 Bay CVD測試盤 |  |  |  | AFTC (TMC1) | [8 empty] | 3850979 |  | 2010-10-08
|  | 970082 | 127002113 |  |  | 110037 | Kevin Li |  | Test Bay hook-up cost for 4 test bay in phase 2 | MFG第二區CVD測試盤 |  |  |  | AFTC (TMC1) | [8 empty] | 3651874 |  | 2010-07-28
|  | 970090 | 127002114 |  |  | 110037 | Kevin Li |  | Test Bay facitily DI/DD water,power cable connect | 測試用電力,純水,廠務水.等管線及接頭 |  |  |  | AFTC (TMC1) | [8 empty] | 2301622 |  | 2010-07-28
|  | 970261 | 127002147 |  |  | 110037 | Kevin Li |  | Wireless leveling (P/N:0242-73591) | 無線水平調整器 |  |  |  | AFTC (TMC1) | [8 empty] | 1181050 |  | 2011-01-25
|  | 970278 | 127002221 |  |  | 110037 | Kevin Li |  | 480/208 VAC Breaker Panel with 50A CB Outputs | 480/208 VAC電力盤含50A CB |  |  |  | AFTC (TMC1) | [8 empty] | 1020522 |  | 2011-11-22
|  | 990129 | 127002027 |  |  | 110037 | Kevin Li |  | SensArray Thermocouple | 測溫用工具 |  |  |  | AFTC (TMC1) | [8 empty] | 739859 |  | 2008-09-18
|  | 970288 | 127002167 |  |  | 110037 | Kevin Li |  | Test Fixture for CVD 4300 PC- 4300 | 測試工具 |  |  |  | AFTC (TMC1) | [8 empty] | 691200 |  | 2011-06-14
|  | 970300 | 127002190 |  |  | 110037 | Kevin Li |  | AC Power Box and Breaker for 5500-PX Test | 5500-PX測試用電力盤 |  |  |  | AFTC (TMC1) | [8 empty] | 453000 |  | 2011-09-19
|  | 970256 | 127002496 |  |  | 110037 | Kevin Li |  | Infrared Camera (FLIR I-60/REPORTER 8.5) | 紅外線顯像儀 |  |  |  | AFTC (TMC1) | [8 empty] | 280000 |  | 2011-04-25
|  | 990094 | 127001993 |  |  | 110037 | Kevin Li |  | Di Heat Exchanger Daiken | 純水熱交換機 |  |  |  | AFTC (TMC1) | [8 empty] | 262227 |  | 2008-07-24
|  | 990095 | 127002003 |  |  | 110037 | Kevin Li |  | Di Heat Exchanger Daiken | 純水熱交換機 |  |  |  | AFTC (TMC1) | [8 empty] | 262227 |  | 2008-07-24
|  | 990144 | 127002044 |  |  | 110037 | Kevin Li |  | DI Heater exchanger | 純水交換機 |  |  |  | AFTC (TMC1) | [8 empty] | 262227 |  | 2008-11-04
|  | 990145 | 127002045 |  |  | 110037 | Kevin Li |  | DI Heater exchange | 純水交換機 |  |  |  | AFTC (TMC1) | [8 empty] | 262227 |  | 2008-11-04
|  | 990096 | 127002012 |  |  | 110037 | Kevin Li |  | Di Heat Exchanger Daiken | 純水交換機 |  |  |  | AFTC (TMC1) | [8 empty] | 262226 |  | 2008-07-24
|  | 990151 | 127002046 |  |  | 110037 | Kevin Li |  | DI Heater exchanger | 純水交換機 |  |  |  | AFTC (TMC1) | [8 empty] | 262226 |  | 2008-11-04
|  | 970265 | 127002169 |  |  | 110037 | Kevin Li |  | P/N:0190-73084 Glass SensArray for Phase II | 測溫用工具 |  |  |  | AFTC (TMC1) | [8 empty] | 201600 |  | 2011-06-16
|  | 970266 | 127002170 |  |  | 110037 | Kevin Li |  | P/N:0190-73084 Glass SensArray for Phase II | 測溫用工具 |  |  |  | AFTC (TMC1) | [8 empty] | 201600 |  | 2011-06-16
|  | 970059 | 127002103 |  |  | 110037 | Kevin Li |  | PC Remote/Gas Panel Test Fixture | 測試用氣體流量控制器 |  |  |  | AFTC (TMC1) | [8 empty] | 30877 |  | 2010-07-19
|  | 970060 | 127002104 |  |  | 110037 | Kevin Li |  | PC Remote/Gas Panel Test Fixture | 測試用氣體流量控制器 |  |  |  | AFTC (TMC1) | [8 empty] | 30877 |  | 2010-07-19
|  | 970061 | 127002105 |  |  | 110037 | Kevin Li |  | PC Remote/Gas Panel Test Fixture | 測試用氣體流量控制器 |  |  |  | AFTC (TMC1) | [8 empty] | 30877 |  | 2010-07-19
|  | 970062 | 127002106 |  |  | 110037 | Kevin Li |  | PC Remote/Gas Panel Test Fixture | 測試用氣體流量控制器 |  |  |  | AFTC (TMC1) | [8 empty] | 30877 |  | 2010-07-19
|  | 970063 | 127002107 |  |  | 110037 | Kevin Li |  | PC Remote/Gas Panel Test Fixture | 測試用氣體流量控制器 |  |  |  | AFTC (TMC1) | [8 empty] | 30877 |  | 2010-07-19
|  | 970187 | 127002124 |  |  | 159738 | Mars Chen |  | Dry pump Hanbell PS-902-A 9G9C02 | Hanbell 真空幫浦 |  |  |  | AFTC (TMC1) | [8 empty] | 480000 |  | 2010-10-27
|  | 970188 | 127002125 |  |  | 159738 | Mars Chen |  | Dry pump Hanbell PS-902-A 6G9801 | Hanbell 真空幫浦 |  |  |  | AFTC (TMC1) | [8 empty] | 480000 |  | 2010-10-27
|  | 970248 | 127002157 |  |  | 159738 | Mars Chen |  | Hanbell pump PS-902 | Hanbell 幫浦 |  |  |  | AFTC (TMC1) | [8 empty] | 457143 |  | 2011-02-17
|  | 970249 | 127002158 |  |  | 159738 | Mars Chen |  | Hanbell pump PS-902 | Hanbell 幫浦 |  |  |  | AFTC (TMC1) | [8 empty] | 457143 |  | 2011-02-17
|  |  | 127004691 |  |  | 159738 | Mars Chen |  | MF Test Fixture for VME-MIC(USD) | 電路中央處理器 |  |  |  | AFTC (TMC1) | [8 empty] | 284000 |  | 2016-07-28
|  |  | 127005007 |  |  | 159738 | Mars Chen |  | MF Test Fixture for VME-MIC(USD) | 電路中央處理器 |  |  |  | AFTC (TMC1) | [8 empty] | 284000 |  | 2016-08-25
|  | 970189 | 127002126 |  |  | 159738 | Mars Chen |  | Dry pump Hanbell PS-902-A 0G9706 | Hanbell 真空幫浦 |  |  |  | AFTC (TMC1) | [8 empty] | 240000 |  | 2010-10-27
|  |  | 127003646 |  |  | 159738 | Mars Chen |  | RF cable and connect car | 高功率攝頻電纜組 |  |  |  | AFTC (TMC1) | [8 empty] | 157000 |  | 2014-05-06
|  |  | 127008265 |  |  | 120995 | Mos Lin |  | Lift arm car | 舉臂車 |  |  |  | AFTC (TMC1) | [8 empty] | 1130000 |  | 2019-04-25
|  |  | 127008266 |  |  | 120995 | Mos Lin |  | Lift arm car | 舉臂車 |  |  |  | AFTC (TMC1) | [8 empty] | 1130000 |  | 2019-04-25
|  |  | 127008267 |  |  | 120995 | Mos Lin |  | Lift arm car | 舉臂車 |  |  |  | AFTC (TMC1) | [8 empty] | 1130000 |  | 2019-04-25
|  | 970031 | 127002078 |  |  | 110138 | Owen Wang |  | Electric pallet lift trucks 8FBR30X R2B-02218-Jaso | 電動堆高機 |  |  |  | AFTC (TMC1) | [8 empty] | 1285000 |  | 2010-03-24
|  | 970032 | 127002079 |  |  | 110138 | Owen Wang |  | Electric pallet lift trucks 8FBR30X R2B-02217-Jaso | 電動堆高機 |  |  |  | AFTC (TMC1) | [8 empty] | 1285000 |  | 2010-03-24
|  |  | 127005875 |  |  | 120908 | Ricky Lin |  | New mini environment | 微無塵室伸縮棚架 |  |  |  | AFTC (TMC1) | [8 empty] | 3050000 |  | 2017-09-04
|  |  | 127003647 |  |  | 120908 | Ricky Lin |  | Mini-environment for chamber cleaning enhancement | 微無塵室 |  |  |  | AFTC (TMC1) | [8 empty] | 2782390 |  | 2015-02-12
|  |  | 127004077 |  |  | 120908 | Ricky Lin |  | Bay 8 test station for PVD Full/module test #2 | Bay 8 PVD整合測試盤 #2 |  |  |  | AFTC (TMC1) | [8 empty] | 1868000 |  | 2014-12-22
|  |  | 127003358 |  |  | 120908 | Ricky Lin |  | Bay 8 test station for PVD Full/module test | Bay 8 PVD整合測試盤 |  |  |  | AFTC (TMC1) | [8 empty] | 1306500 |  | 2014-02-06
|  | 970296 | 127002212 |  |  | 120908 | Ricky Lin |  | Assy Expansion Project process in phase 1(Bay 8) | 組裝區拓展計劃 Bay 8 |  |  |  | AFTC (TMC1) | [8 empty] | 790000 |  | 2011-11-10
|  |  | 127004282 |  |  | 120908 | Ricky Lin |  | Phase 2 mini-environment | 第二階段微無塵室 |  |  |  | AFTC (TMC1) | [8 empty] | 700000 |  | 2016-08-18
|  |  | 127004283 |  |  | 120908 | Ricky Lin |  | Phase 2 mini-environment | 第二階段微無塵室 |  |  |  | AFTC (TMC1) | [8 empty] | 700000 |  | 2016-10-26
|  |  | 127004284 |  |  | 120908 | Ricky Lin |  | Phase 2 mini-environment | 第二階段微無塵室 |  |  |  | AFTC (TMC1) | [8 empty] | 700000 |  | 2016-08-18
|  |  | 127004288 |  |  | 120908 | Ricky Lin |  | Air Balance Hoist system | Staging省力設備 |  |  |  | AFTC (TMC1) | [8 empty] | 700000 |  | 2016-03-15
|  |  | 127003276 |  |  | 120908 | Ricky Lin |  | Bay 5&6 power port increase for CVD 5500/4300 MT | CVD測試盤增設 |  |  |  | AFTC (TMC1) | [8 empty] | 496085 |  | 2013-10-24
|  | 970267 | 127002184 |  |  | 120908 | Ricky Lin |  | SRT & Cable labels equipment-Martin Chen | 條碼列印機 |  |  |  | AFTC (TMC1) | [8 empty] | 216700 |  | 2011-08-22
|  | NBTN0030 | 127001964 |  |  | 120908 | Ricky Lin |  | Magnetic Field Measure Instrument | 磁場量測儀 |  |  |  | AFTC (TMC1) | [8 empty] | 67500 |  | 2005-09-09
|  | 990224 | 127002372 |  |  | 120908 | Ricky Lin |  | "Humidity and Temperature Meter Display 7"" inch | 7吋溫溼度顯示器 |  |  |  | AFTC (TMC1) | [8 empty] | 63000 |  | 2009-03-24
|  |  | 127002963 |  |  | 120908 | Ricky Lin |  | PVD Heater Cart for shield and loop | PVD加熱片背板及線圈放置車 |  |  |  | AFTC (TMC1) | [8 empty] | 59000 |  | 2013-08-12
|  |  | 127002964 |  |  | 120908 | Ricky Lin |  | PVD Heater Cart for shield and loop | PVD加熱片背板及線圈放置車 |  |  |  | AFTC (TMC1) | [8 empty] | 54000 |  | 2013-08-12
|  |  | 127003078 |  |  | 120908 | Ricky Lin |  | PVD heater cart | PVD 料架車 |  |  |  | AFTC (TMC1) | [8 empty] | 43500 |  | 2013-10-04
|  | 970201 | 127002122 |  |  | 120908 | Ricky Lin |  | Belt Tension Measurement | 皮帶張力計 |  |  |  | AFTC (TMC1) | [8 empty] | 42000 |  | 2010-10-26
|  | 970037 | 127002091 |  |  | 120908 | Ricky Lin |  | Belt Tension Measurement | 皮帶張力計 |  |  |  | AFTC (TMC1) | [8 empty] | 38000 |  | 2010-07-16
|  | 970302 | 127002186 |  |  | 120908 | Ricky Lin |  | Forklift charging station- Jimmy Ku | 堆高機充電裝置 |  |  |  | AFTC (TMC1) | [8 empty] | 38000 |  | 2011-08-22
|  | 970298 | 127002193 |  |  | 120908 | Ricky Lin |  | Nikon AE-7 Auto level tooling 1.0mm/1km Alan Yin | Nikon AE-7全自動水準儀 |  |  |  | AFTC (TMC1) | [8 empty] | 36000 |  | 2011-09-19
|  | 970154 | 127002067 |  |  | 120908 | Ricky Lin |  | Automatic level AE-7 30? ??:1.0mm?/1km | 全自動水準儀 |  |  |  | AFTC (TMC1) | [8 empty] | 34500 |  | 2009-12-16
|  | 970295 | 127002194 |  |  | 120908 | Ricky Lin |  | Epoxy and FRP | 地坪及內襯工程 |  |  |  | AFTC (TMC1) | [8 empty] | 34000 |  | 2011-09-19
|  |  | 127007962 |  |  | 115209 | Shang - Wen Chung |  | Vacuum Baking Chamber System | 高真空烤箱 LMU Asset# 127008234 |  |  |  | AFTC (TMC1) | [8 empty] | 18788000 |  | 2019-04-25
|  |  | 127008543 |  |  | 155224 | Smith Lee |  | Lid rotation cart | Lid 旋轉台車 |  |  |  | AFTC (TMC1) | [8 empty] | 254213 |  | 2019-10-06
|  | 970312 | 127002235 |  |  | 155224 | Smith Lee |  | 0243-72819 Fixture diffuser lifting 25KPX | 25KPX Diffuser 治具 |  |  |  | AFTC (TMC1) | [8 empty] | 224245 |  | 2012-03-07
|  | 990238 | 127002047 |  |  | 155224 | Smith Lee |  | Push-On Fitting Stand-Lester Lai | 氣動式水接頭夾管機 |  |  |  | AFTC (TMC1) | [8 empty] | 120000 |  | 2009-09-24
|  | 970161 | 127002083 |  |  | 155224 | Smith Lee |  | 0270-71476 25KA Diffuser lifting(???) | 25K Diffuser 治具 |  |  |  | AFTC (TMC1) | [8 empty] | 108000 |  | 2010-04-20
|  | 970285 | 127002164 |  |  | 155224 | Smith Lee |  | P/N:0270-71313DiffuserLifting for LTP4300-Blithe C | LTP4300 Diffuser 治具 |  |  |  | AFTC (TMC1) | [8 empty] | 102120 |  | 2011-05-17
|  | 970151 | 127002082 |  |  | 155224 | Smith Lee |  | 0270-71386 15K Diffuser lifting | 15K Diffuser 治具 |  |  |  | AFTC (TMC1) | [8 empty] | 55000 |  | 2010-04-20
|  | 970347 | 127002241 |  |  | 155224 | Smith Lee |  | Standard beams with V-style Load Bails | 可平衡吊掛治具 |  |  |  | AFTC (TMC1) | [8 empty] | 34424 |  | 2012-04-25
|  | 970042 | 127002097 |  |  | 155224 | Smith Lee |  | (Bonded)Lifting fixture for diffuser #0270-71284 | Diffuser 治具 |  |  |  | AFTC (TMC1) | [8 empty] | 16751 |  | 2010-07-19
|  | 990018 | 127001985 |  |  | 115720 | Stan Wen |  | Helium Leak Detector UL 1000 (TMC0077) | 氦氣測漏儀(TMC0077) |  |  |  | AFTC (TMC1) | [8 empty] | 966000 |  | 2008-01-04
|  | 990090 | 127001989 |  |  | 115720 | Stan Wen |  | Helium Leak Detector UL 1000 (TMC0076) | 氦氣測漏儀(TMC0076) |  |  |  | AFTC (TMC1) | [8 empty] | 960000 |  | 2008-07-24
|  | 990091 | 127001990 |  |  | 115720 | Stan Wen |  | Helium Leak Detector UL 1000 (TMC0153) | 氦氣測漏儀(TMC0153) |  |  |  | AFTC (TMC1) | [8 empty] | 960000 |  | 2008-07-24
|  | 990386 | 127002407 |  |  | 115720 | Stan Wen |  | Desktop Lenovo A51-7303 S/N R8TEZBW-Jason Huang | 電腦 |  |  |  | AFTC (TMC1) | [8 empty] | 16913 |  | 2010-04-20
|  | 990387 | 127002408 |  |  | 115720 | Stan Wen |  | Desktop Lenovo A51-7303 S/N R8TEZBV-Jason Huang | 桌上型電腦 |  |  |  | AFTC (TMC1) | [8 empty] | 16913 |  | 2010-04-20
|  | 970311 | 127002234 |  |  | 110252 | Stephen Kuo |  | 0243-72818 Fixture SUSC lifting 25KPX | 25KPX SUSC 治具 |  |  |  | AFTC (TMC1) | [8 empty] | 224245 |  | 2012-03-07
|  | 970152 | 127002084 |  |  | 110252 | Stephen Kuo |  | 0270-71649 25KA Susceptor lifting(???) | 25K Susceptor治具 |  |  |  | AFTC (TMC1) | [8 empty] | 90000 |  | 2010-04-20
|  | 970150 | 127002081 |  |  | 110252 | Stephen Kuo |  | 0270-71524 15KA Susceptor lifting | 15K Susceptor治具 |  |  |  | AFTC (TMC1) | [8 empty] | 81000 |  | 2010-04-20
|  | 970153 | 127002085 |  |  | 110252 | Stephen Kuo |  | 0270-72067 Fixture Multi-lift Tool 55K(客製化)-Ben | 多層夾治具(客製化) |  |  |  | AFTC (TMC1) | [8 empty] | 77000 |  | 2010-04-20
|  | 970168 | 127002108 |  |  | 110252 | Stephen Kuo |  | Z-Drive test computer | Z-driver測試電腦 |  |  |  | AFTC (TMC1) | [8 empty] | 41509 |  | 2010-07-27
|  | 970046 | 127002098 |  |  | 110252 | Stephen Kuo |  | 5500 Susceptor lifting fixture 0270-71281 | 5500 Susceptor 吊掛治具 |  |  |  | AFTC (TMC1) | [8 empty] | 26179 |  | 2010-07-19
|  | 24617875 | 127002980 |  |  | 155228 | Swoll Huang |  | Z-driver for CVD Test | Z-driver驅動控制器 |  |  |  | MIC | [8 empty] | 72745 |  | 2013-07-03
|  | 970170 | 127002140 |  |  | 105343 | Wen-Yu Lee |  | Pivot module test ccl control box | Pivot 測試控制系統 |  |  |  | AFTC (TMC1) | [8 empty] | 1318302 |  | 2010-11-11
|  | 970171 | 127002141 |  |  | 105343 | Wen-Yu Lee |  | Pivot module test ccl control box | Pivot 測試控制系統 |  |  |  | AFTC (TMC1) | [8 empty] | 1318302 |  | 2010-11-11
|  | 970282 | 127002162 |  |  | 105343 | Wen-Yu Lee |  | PVD Test-NAR1800/2200 Blank Flange Bay 2 | 盲板-PVD測試用 NAR1800/2200 |  |  |  | AFTC (TMC1) | [8 empty] | 923154 |  | 2011-03-18
|  | 970029 | 127002109 |  |  | 105343 | Wen-Yu Lee |  | (Bonded)Pump & Pump Control box | 幫浦&控制箱 |  |  |  | AFTC (TMC1) | [8 empty] | 818176 |  | 2010-07-28
|  | 970029-1 | 127002110 |  |  | 105343 | Wen-Yu Lee |  | (Bonded)Pump & Pump Control box | SP-630幫浦&控制箱 |  |  |  | AFTC (TMC1) | [8 empty] | 818176 |  | 2010-07-28
|  | 970029-2 | 127002111 |  |  | 105343 | Wen-Yu Lee |  | (Bonded)Pump & Pump Control box | SP-630幫浦&控制箱 |  |  |  | AFTC (TMC1) | [8 empty] | 818176 |  | 2010-07-28
|  | 970029-3 | 127002112 |  |  | 105343 | Wen-Yu Lee |  | (Bonded)Pump & Pump Control box | SP-630幫浦&控制箱 |  |  |  | AFTC (TMC1) | [8 empty] | 818176 |  | 2010-07-28
|  | 970260 | 127002178 |  |  | 105343 | Wen-Yu Lee |  | PVD Test-PLC controller | PLC控制器-PVD測試用 |  |  |  | AFTC (TMC1) | [8 empty] | 602264 |  | 2011-06-16
|  | 970212 | 127002149 |  |  | 105343 | Wen-Yu Lee |  | PVD Test-PLC controller | PLC控制器-PVD測試用 |  |  |  | AFTC (TMC1) | [8 empty] | 486473 |  | 2011-01-26
|  | 970213 | 127002150 |  |  | 105343 | Wen-Yu Lee |  | PVD Test-PLC controller | PLC控制器-PVD測試用 |  |  |  | AFTC (TMC1) | [8 empty] | 486473 |  | 2011-01-26
|  | 970304 | 127002213 |  |  | 105343 | Wen-Yu Lee |  | (353-501)BPG400 BA Pirani Gaug | 高真空計 |  |  |  | AFTC (TMC1) | [8 empty] | 427540 |  | 2011-11-10
|  |  | 127004310 |  |  | 105343 | Wen-Yu Lee |  | CDA Capacity Upgrade Test Port Hookup | CDA容量升級二次側裝設備 |  |  |  | AFTC (TMC1) | [8 empty] | 425000 |  | 2015-09-24
|  |  | 127002919 |  |  | 105343 | Wen-Yu Lee |  | PVD module test fixture | PVD 腔體測試設備 |  |  |  | AFTC (TMC1) | [8 empty] | 394020 |  | 2013-01-29
|  |  | 127004027 |  |  | 105343 | Wen-Yu Lee |  | Pivot DTG8 test control system | 測試控制系統 |  |  |  | AFTC (TMC1) | [8 empty] | 390831 |  | 2015-02-11
|  | 970162 | 127002116 |  |  | 105343 | Wen-Yu Lee |  | Glass handing tool | 玻璃抓取工具 |  |  |  | AFTC (TMC1) | [8 empty] | 283412 |  | 2010-08-24
|  |  | 127003552 |  |  | 105343 | Wen-Yu Lee |  | Blank-off Pivot DT Module test | Pivot DT測試用盲版 |  |  |  | AFTC (TMC1) | [8 empty] | 254500 |  | 2014-02-26
|  | 970159 | 127002080 |  |  | 105343 | Wen-Yu Lee |  | NAR Tool Module Test Equipment | NAR測試模組設備 |  |  |  | AFTC (TMC1) | [8 empty] | 249315 |  | 2010-04-20
|  |  | 127004235 |  |  | 105343 | Wen-Yu Lee |  | DT chamber vacuum test Blind Flang | DT腔體測試用盲版 |  |  |  | AFTC (TMC1) | [8 empty] | 187000 |  | 2015-02-25
|  |  | 127002937 |  |  | 105343 | Wen-Yu Lee |  | PVD module test fixture | PVD 腔體測試設備 |  |  |  | AFTC (TMC1) | [8 empty] | 171237 |  | 2013-03-01
|  |  | 127003007 |  |  | 105343 | Wen-Yu Lee |  | SOW for Bay 4 exhaust | 工作區域4的排氣管路工程 |  |  |  | AFTC (TMC1) | [8 empty] | 153852 |  | 2013-07-04
|  |  | 127003286 |  |  | 105343 | Wen-Yu Lee |  | Fluke link runner | 鏈路自動測試儀 |  |  |  | AFTC (TMC1) | [8 empty] | 88000 |  | 2013-10-03
|  | 990477 | 127002467 |  |  | 105343 | Wen-Yu Lee |  | ASUS Laptop K401D XP-Neron Lee | 華碩筆記型電腦 |  |  |  | AFTC (TMC1) | [8 empty] | 29500 |  | 2011-01-26
|  | 990478 | 127002468 |  |  | 105343 | Wen-Yu Lee |  | ASUS Laptop K401D XP-Neron Lee | 華碩筆記型電腦 |  |  |  | AFTC (TMC1) | [8 empty] | 29500 |  | 2011-01-26
|  | NBTN0031 | 127001965 |  |  | 110044 | William Chang |  | Jack with jaw--William Chang | 附爪油壓千斤頂 |  |  |  | AFTC (TMC1) | [8 empty] | 80722 |  | 2005-11-07
|  | NBTN0032 | 127001966 |  |  | 110044 | William Chang |  | Jack with jaw | 附爪油壓千斤頂 |  |  |  | AFTC (TMC1) | [8 empty] | 80722 |  | 2005-11-07
|  | 970234 | 127002181 |  |  | 110249 | Yuwen Wang |  | Electric forklift RX60-3-Yuwen Wang | 電動堆高機 |  |  |  | AFTC (TMC1) | [8 empty] | 1520000 |  | 2011-07-22
|  | 970262 | 127002148 |  |  | 110249 | Yuwen Wang |  | Electric Pallet Jack ST-3T-L 1.5 ton | 電動托板車 |  |  |  | AFTC (TMC1) | [8 empty] | 165000 |  | 2011-01-25
|  | 990254 | 127002377 |  |  | 110249 | Yuwen Wang |  | HP LaserJet P1505 VNB3B19567 | 雷射印表機 |  |  |  | AFTC (TMC1) | [8 empty] | 7000 |  | 2009-11-09
|  |  | 127008285 |  |  | 110030 | Alan Yin |  | Oring cabinet | O-ring 放置櫃 |  |  |  | TMC-2/TDL-2 | [8 empty] | 148000 |  | 2019-04-25
|  |  | 127008298 |  |  | 110030 | Alan Yin |  | Oring cabinet | O-ring 放置櫃 |  |  |  | TMC-2/TDL-2 | [8 empty] | 148000 |  | 2019-04-25
|  |  | 127008409 |  |  | 110046 | Blithe Chiang |  | 65T Transportation Cart(Fab A) | 65T運輸車(Fab A) |  |  |  | TMC-2/TDL-2 | [8 empty] | 23785500 |  | 2019-06-19
|  |  | 127008524 |  |  | 110046 | Blithe Chiang |  | FAB A Jib Crane | FAB A 壁走天車 |  |  |  | TMC-2/TDL-2 | [8 empty] | 16357944 |  | 2019-09-10
|  |  | 127008264 |  |  | 110046 | Blithe Chiang |  | Lifting fixture 50 ton | Lifting fixture 50 ton |  |  |  | TMC-2/TDL-2 | [8 empty] | 1981000 |  | 2019-04-25
|  |  | 127008525 |  |  | 110046 | Blithe Chiang |  | FAB A Stagging Jib Crane | FAB A 進貨區壁走天車 |  |  |  | TMC-2/TDL-2 | [8 empty] | 1908168 |  | 2019-09-10
|  |  | 127008262 |  |  | 110047 | Eric Yang |  | Lifting fixture 43 ton | Lifting fixture 43 ton |  |  |  | TMC-2/TDL-2 | [8 empty] | 1580000 |  | 2019-04-25
|  |  | 127008411 |  |  | 110047 | Eric Yang |  | Pump | 真空幫浦 |  |  |  | TMC-2/TDL-2 | [8 empty] | 1222105 |  | 2019-06-20
|  |  | 127008412 |  |  | 110047 | Eric Yang |  | Pump | 真空幫浦 |  |  |  | TMC-2/TDL-2 | [8 empty] | 1222105 |  | 2019-06-20
|  |  | 127008413 |  |  | 110047 | Eric Yang |  | Pump | 真空幫浦 |  |  |  | TMC-2/TDL-2 | [8 empty] | 1222105 |  | 2019-06-20
|  |  | 127008414 |  |  | 110047 | Eric Yang |  | Pump | 真空幫浦 |  |  |  | TMC-2/TDL-2 | [8 empty] | 1222105 |  | 2019-06-20
|  |  | 127008415 |  |  | 110047 | Eric Yang |  | Pump | 真空幫浦 |  |  |  | TMC-2/TDL-2 | [8 empty] | 1222105 |  | 2019-06-20
|  |  | 127008418 |  |  | 110047 | Eric Yang |  | Helium leak detector | 氦氣測漏儀 |  |  |  | TMC-2/TDL-2 | [8 empty] | 1071435 |  | 2019-06-20
|  |  | 127008417 |  |  | 110047 | Eric Yang |  | Helium leak detector | 氦氣測漏儀 |  |  |  | TMC-2/TDL-2 | [8 empty] | 1071434 |  | 2019-06-20
|  |  | 127008140 |  |  | 110047 | Eric Yang |  | PUMP (BODY + LID) (真空幫浦+Interface Box) Fab.A | 真空幫浦 +電控箱 |  |  |  | Impakt Korea (A-1 Engineering) | [8 empty] | 879600 |  | 2019-01-22
|  |  | 127008141 |  |  | 110047 | Eric Yang |  | PUMP (BODY + LID) (真空幫浦+Interface Box) Fab.A | 真空幫浦 +電控箱 |  |  |  | Impakt Korea (A-1 Engineering) | [8 empty] | 879600 |  | 2019-01-22
|  |  | 127008148 |  |  | 110047 | Eric Yang |  | PUMP (BODY + LID) (真空幫浦+Interface Box) Fab.A | 真空幫浦 +電控箱 |  |  |  | Impakt Korea (A-1 Engineering) | [8 empty] | 879600 |  | 2019-01-22
|  |  | 127008149 |  |  | 110047 | Eric Yang |  | PUMP (BODY + LID) (真空幫浦+Interface Box) Fab.A | 真空幫浦 +電控箱 |  |  |  | Impakt Korea (A-1 Engineering) | [8 empty] | 879600 |  | 2019-01-22
|  |  | 127008142 |  |  | 110047 | Eric Yang |  | PUMP (BODY + LID) (真空幫浦+Interface Box) FabB | 真空幫浦 +電控箱 |  |  |  | Impakt Korea (A-1 Engineering) | [8 empty] | 725750 |  | 2019-01-22
|  |  | 127008150 |  |  | 110047 | Eric Yang |  | PUMP (BODY + LID) (真空幫浦+Interface Box) FabB | 真空幫浦 +電控箱 |  |  |  | Impakt Korea (A-1 Engineering) | [8 empty] | 725750 |  | 2019-01-22
|  |  | 127008504 |  |  | 111300 | Gordon Wu |  | Industrial PC assy. IPC C6920 | Beckhoff 工業電腦 LMU 127008507 |  |  |  | TMC-2/TDL-2 | [8 empty] | 208576 |  | 2019-07-24
|  |  | 127008257 |  |  | 155227 | Jason Wang |  | Lid rotation cart | Lid 旋轉台車 55K以下 - LMU 127008259 |  |  |  | TMC-2/TDL-2 | [8 empty] | 1273280 |  | 2019-04-25
|  |  | 127008280 |  |  | 155227 | Jason Wang |  | Hamar laser | 水平儀 |  |  |  | TMC-2/TDL-2 | [8 empty] | 580000 |  | 2019-04-25
|  |  | 127008293 |  |  | 155227 | Jason Wang |  | Hamar laser | 水平儀 |  |  |  | TMC-2/TDL-2 | [8 empty] | 580000 |  | 2019-04-25
|  |  | 127008542 |  |  | 155227 | Jason Wang |  | Lid rotation cart 20K~60K | Lid 旋轉台車 60K以下 |  |  |  | TMC-2/TDL-2 | [8 empty] | 364700 |  | 2019-10-06
|  |  | 127008372 |  |  | 155227 | Jason Wang |  | Diffuser lifting fixture | 25K diffuser 吊掛治具 |  |  |  | TMC-2/TDL-2 | [8 empty] | 349396 |  | 2019-05-19
|  |  | 127008271 |  |  | 155227 | Jason Wang |  | Susceptor lifting fixture | 25K susceptor 吊掛治具 |  |  |  | TMC-2/TDL-2 | [8 empty] | 322038 |  | 2019-04-25
|  |  | 127008396 |  |  | 110036 | Jay Wang |  | Dry pump for OLED-Leybold | 乾式幫浦 |  |  |  | TMC-2/TDL-2 | [8 empty] | 2440000 |  | 2019-12-09
|  |  | 127008260 |  |  | 110036 | Jay Wang |  | TMP-V2304LM | 高真空渦輪幫浦 |  |  |  | TMC-2/TDL-2 | [8 empty] | 262500 |  | 2019-04-25
|  |  | 127008275 |  |  | 155226 | Jerry Wei |  | RF generator | 射頻產生器 (LMU# 127008333) |  |  |  | TMC-2/TDL-2 | [8 empty] | 1446676 |  | 2019-04-25
|  |  | 127008276 |  |  | 155226 | Jerry Wei |  | RF generator | 射頻產生器LMU# 127008334 |  |  |  | TMC-2/TDL-2 | [8 empty] | 1446676 |  | 2019-04-25
|  |  | 127008277 |  |  | 155226 | Jerry Wei |  | RF generator | 射頻產生器LMU # 127008335 |  |  |  | TMC-2/TDL-2 | [8 empty] | 1446676 |  | 2019-04-25
|  |  | 127008314 |  |  | 155226 | Jerry Wei |  | Edwards Dry Pump+signal cable | 真空幫浦 |  |  |  | TMC-2/TDL-2 | [8 empty] | 833188 |  | 2019-04-25
|  |  | 127008315 |  |  | 155226 | Jerry Wei |  | Edwards Dry Pump+signal cable | 真空幫浦 |  |  |  | TMC-2/TDL-2 | [8 empty] | 833188 |  | 2019-04-25
|  |  | 127008316 |  |  | 155226 | Jerry Wei |  | Edwards Dry Pump+signal cable | 真空幫浦 |  |  |  | TMC-2/TDL-2 | [8 empty] | 833188 |  | 2019-04-25
|  |  | 127008317 |  |  | 155226 | Jerry Wei |  | Edwards Dry Pump+signal cable | 真空幫浦 |  |  |  | TMC-2/TDL-2 | [8 empty] | 833188 |  | 2019-04-25
|  |  | 127008318 |  |  | 155226 | Jerry Wei |  | Edwards Dry Pump+signal cable | 真空幫浦 |  |  |  | TMC-2/TDL-2 | [8 empty] | 833188 |  | 2019-04-25
|  |  | 127008319 |  |  | 155226 | Jerry Wei |  | Edwards Dry Pump+signal cable | 真空幫浦 |  |  |  | TMC-2/TDL-2 | [8 empty] | 833188 |  | 2019-04-25
|  |  | 127008320 |  |  | 155226 | Jerry Wei |  | Edwards Dry Pump+signal cable | 真空幫浦 |  |  |  | TMC-2/TDL-2 | [8 empty] | 833188 |  | 2019-04-25
|  |  | 127008321 |  |  | 155226 | Jerry Wei |  | Edwards Dry Pump+signal cable | 真空幫浦 |  |  |  | TMC-2/TDL-2 | [8 empty] | 833188 |  | 2019-04-25
|  |  | 127008322 |  |  | 155226 | Jerry Wei |  | Edwards Dry Pump+signal cable | 真空幫浦 |  |  |  | TMC-2/TDL-2 | [8 empty] | 833188 |  | 2019-04-25
|  |  | 127008323 |  |  | 155226 | Jerry Wei |  | Edwards Dry Pump+signal cable | 真空幫浦 |  |  |  | TMC-2/TDL-2 | [8 empty] | 833188 |  | 2019-04-25
|  |  | 127008324 |  |  | 155226 | Jerry Wei |  | Edwards Dry Pump+signal cable | 真空幫浦 |  |  |  | TMC-2/TDL-2 | [8 empty] | 833187 |  | 2019-04-25
|  |  | 127008325 |  |  | 155226 | Jerry Wei |  | Edwards Dry Pump+signal cable | 真空幫浦 |  |  |  | TMC-2/TDL-2 | [8 empty] | 833187 |  | 2019-04-25
|  |  | 127008326 |  |  | 155226 | Jerry Wei |  | Edwards Dry Pump+signal cable | 真空幫浦 |  |  |  | TMC-2/TDL-2 | [8 empty] | 833187 |  | 2019-04-25
|  |  | 127008327 |  |  | 155226 | Jerry Wei |  | Edwards Dry Pump+signal cable | 真空幫浦 |  |  |  | TMC-2/TDL-2 | [8 empty] | 833187 |  | 2019-04-25
|  |  | 127008328 |  |  | 155226 | Jerry Wei |  | Edwards Dry Pump+signal cable | 真空幫浦 |  |  |  | TMC-2/TDL-2 | [8 empty] | 833187 |  | 2019-04-25
|  |  | 127008329 |  |  | 155226 | Jerry Wei |  | Edwards Dry Pump+signal cable | 真空幫浦 |  |  |  | TMC-2/TDL-2 | [8 empty] | 833187 |  | 2019-04-25
|  |  | 127008242 |  |  | 155226 | Jerry Wei |  | DI Chiller | 純水熱交換機 - LMU 127008252 |  |  |  | TMC-2/TDL-2 | [8 empty] | 460768 |  | 2019-04-25
|  |  | 127008243 |  |  | 155226 | Jerry Wei |  | DI Chiller | 純水熱交換機 - LMU 127008253 |  |  |  | TMC-2/TDL-2 | [8 empty] | 460768 |  | 2019-04-25
|  |  | 127008244 |  |  | 155226 | Jerry Wei |  | DI Chiller | 純水熱交換機 - LMU 127008254 |  |  |  | TMC-2/TDL-2 | [8 empty] | 460768 |  | 2019-04-25
|  |  | 127008256 |  |  | 155226 | Jerry Wei |  | DI Chiller | 純水熱交換機 - LMU 127008258 |  |  |  | TMC-2/TDL-2 | [8 empty] | 460768 |  | 2019-04-25
|  |  | 127008283 |  |  | 160650 | Ken Tsai |  | Lacer tracker | 雷射追蹤定位儀 |  |  |  | TMC-2/TDL-2 | [8 empty] | 5140000 |  | 2019-04-25
|  |  | 127008296 |  |  | 160650 | Ken Tsai |  | Lacer tracker | 雷射追蹤定位儀 |  |  |  | TMC-2/TDL-2 | [8 empty] | 5140000 |  | 2019-04-25
|  |  | 127008270 |  |  | 160650 | Ken Tsai |  | Forklift Truck | 站立式堆高機2.5噸 |  |  |  | TMC-2/TDL-2 | [8 empty] | 1250000 |  | 2019-04-25
|  |  | 127008289 |  |  | 156273 | Kenny Lin |  | Helium leak detector | 氦氣測漏儀 |  |  |  | TMC-2/TDL-2 | [8 empty] | 2039400 |  | 2019-04-25
|  |  | 127008302 |  |  | 156273 | Kenny Lin |  | Helium leak detector | 氦氣測漏儀 |  |  |  | TMC-2/TDL-2 | [8 empty] | 2039400 |  | 2019-04-25
|  |  | 127008292 |  |  | 156273 | Kenny Lin |  | Wireless leveling tool | LMU Asset# 127008342 |  |  |  | TMC-2/TDL-2 | [8 empty] | 743666 |  | 2019-04-25
|  |  | 127008305 |  |  | 156273 | Kenny Lin |  | Wireless leveling tool | LMU Asset# 127008343 |  |  |  | TMC-2/TDL-2 | [8 empty] | 743666 |  | 2019-04-25
|  |  | 127008278 |  |  | 156273 | Kenny Lin |  | MF VME test fixture | LMU Asset# 127008336 |  |  |  | TMC-2/TDL-2 | [8 empty] | 268685 |  | 2019-04-25
|  |  | 127008279 |  |  | 156273 | Kenny Lin |  | MF VME test fixture | LMU Asset# 127008337 |  |  |  | TMC-2/TDL-2 | [8 empty] | 268685 |  | 2019-04-25
|  |  | 127008287 |  |  | 156273 | Kenny Lin |  | RF leak checker | 射頻偵測儀 |  |  |  | TMC-2/TDL-2 | [8 empty] | 255000 |  | 2019-04-25
|  |  | 127008300 |  |  | 156273 | Kenny Lin |  | RF leak checker | 射頻偵測儀 |  |  |  | TMC-2/TDL-2 | [8 empty] | 255000 |  | 2019-04-25
|  |  | 127008272 |  |  | 156273 | Kenny Lin |  | Infrared thermal imager | 熱像測溫儀 |  |  |  | TMC-2/TDL-2 | [8 empty] | 218000 |  | 2019-04-25
|  |  | 127008350 |  |  | 120789 | Kevin Liu |  | FAB A CP Jib Crane | FAB A CP壁走天車 |  |  |  | TMC-2/TDL-2 | [8 empty] | 1490000 |  | 2019-04-26
|  |  | 127008370 |  |  | 110138 | Owen Wang |  | Skid for transportation cart | 搬運車用棧板 |  |  |  | TMC-2/TDL-2 | [8 empty] | 1279000 |  | 2019-05-16
|  |  | 127008284 |  |  | 160693 | Raymond Chen |  | flange flame | 大型盲版架 |  |  |  | TMC-2/TDL-2 | [8 empty] | 305000 |  | 2019-04-25
|  |  | 127008297 |  |  | 160693 | Raymond Chen |  | flange flame | 大型盲版架 |  |  |  | TMC-2/TDL-2 | [8 empty] | 305000 |  | 2019-04-25
|  |  | 127008398 |  |  | 120908 | Ricky Lin |  | Particles counter | 空氣微粒子計數器 |  |  |  | TMC-2/TDL-2 | [8 empty] | 380000 |  | 2019-06-17
|  |  | 127008239 |  |  | 115209 | Shang - Wen Chung |  | Bake out flanges ROT G6hi | G6 ROT 盲板 - LMU 127008249 |  |  |  | TMC-2/TDL-2 | [8 empty] | 3784982 |  | 2019-04-25
|  |  | 127008560 |  |  | 115209 | Shang - Wen Chung |  | GIRDER ASSEMBLY KIT | 載具傳送梁組裝器 LMU127008566 |  |  |  | TMC-2/TDL-2 | [8 empty] | 1297744 |  | 2019-10-17
|  |  | 127008371 |  |  | 115209 | Shang - Wen Chung |  | Skid for transportation cart | 搬運車用棧板 |  |  |  | TMC-2/TDL-2 | [8 empty] | 1279000 |  | 2019-05-16
|  |  | 127008281 |  |  | 115209 | Shang - Wen Chung |  | Helium detector | 氦氣偵測儀 |  |  |  | TMC-2/TDL-2 | [8 empty] | 1050600 |  | 2019-04-25
|  |  | 127008294 |  |  | 115209 | Shang - Wen Chung |  | Helium detector | 氦氣偵測儀 |  |  |  | TMC-2/TDL-2 | [8 empty] | 1050600 |  | 2019-04-25
|  |  | 127008562 |  |  | 115209 | Shang - Wen Chung |  | C-FRAME CART ASSEMBLY | C型吊具台車 LMU127008568 |  |  |  | TMC-2/TDL-2 | [8 empty] | 903650 |  | 2019-10-17
|  |  | 127008282 |  |  | 115209 | Shang - Wen Chung |  | RGA gauge with calibration kit | 氣體質譜儀含校正器 |  |  |  | TMC-2/TDL-2 | [8 empty] | 772500 |  | 2019-04-25
|  |  | 127008269 |  |  | 115209 | Shang - Wen Chung |  | Cleanospector | 表面潔淨檢測儀 |  |  |  | TMC-2/TDL-2 | [8 empty] | 753000 |  | 2019-04-25
|  |  | 127008235 |  |  | 115209 | Shang - Wen Chung |  | Insitu Cleaning Device (RPSC) | 電漿清潔機 - LMU 127008245 |  |  |  | TMC-2/TDL-2 | [8 empty] | 647993 |  | 2019-04-25
|  |  | 127008236 |  |  | 115209 | Shang - Wen Chung |  | Insitu Cleaning Device (RPSC) | 電漿清潔機 - LMU 127008246 |  |  |  | TMC-2/TDL-2 | [8 empty] | 647993 |  | 2019-04-25
|  |  | 127008237 |  |  | 115209 | Shang - Wen Chung |  | Insitu Cleaning Device (RPSC) | 電漿清潔機 - LMU 127008247 |  |  |  | TMC-2/TDL-2 | [8 empty] | 647993 |  | 2019-04-25
|  |  | 127008274 |  |  | 115209 | Shang - Wen Chung |  | pure DI water | 超純水機 |  |  |  | TMC-2/TDL-2 | [8 empty] | 550000 |  | 2019-04-25
|  |  | 127008268 |  |  | 115209 | Shang - Wen Chung |  | Handy plasma | 桌上型電漿清潔儀 |  |  |  | TMC-2/TDL-2 | [8 empty] | 539000 |  | 2019-04-25
|  |  | 127008559 |  |  | 115209 | Shang - Wen Chung |  | Cryo and PV Lifting Fixture | 冷凝幫浦與閥門吊具 LMU127008565 |  |  |  | TMC-2/TDL-2 | [8 empty] | 414145 |  | 2019-10-17
|  |  | 127008273 |  |  | 115209 | Shang - Wen Chung |  | CA analyzer | 表面接觸角量測儀 |  |  |  | TMC-2/TDL-2 | [8 empty] | 392700 |  | 2019-04-25
|  |  | 127008241 |  |  | 115209 | Shang - Wen Chung |  | BLANK OFFS ASSEMBLY FOR ROTOR | G6 Rotor 盲板 - LMU 127008251 |  |  |  | TMC-2/TDL-2 | [8 empty] | 242242 |  | 2019-04-25
|  |  | 127008561 |  |  | 115209 | Shang - Wen Chung |  | PV AND CP ORIENTATION CART ASSY | 冷凝幫浦與閥門旋轉組裝器 LMU127008567 |  |  |  | TMC-2/TDL-2 | [8 empty] | 214728 |  | 2019-10-17
|  |  | 127008261 |  |  | 163897 | Wayen Cheng |  | Z Drive controller | Z Drive 控制電腦 |  |  |  | TMC-2/TDL-2 | [8 empty] | 306500 |  | 2019-04-25
|  |  | 127008362 |  |  | 105343 | Wen-Yu Lee |  | Test stand | 測試站 |  |  |  | TMC-2/TDL-2 | [8 empty] | 129938636 |  | 2019-05-12
|  |  | 127008500 |  |  | 105343 | Wen-Yu Lee |  | OLED test fixture | 蒸鍍機台測試站 LMU 127008501 |  |  |  | TMC-2/TDL-2 | [8 empty] | 1590776 |  | 2019-07-23
|  |  | 127008286 |  |  | 110249 | Yuwen Wang |  | Forklift Truck | 座式堆高機3噸 |  |  |  | TMC-2/TDL-2 | [8 empty] | 1250000 |  | 2019-04-25
|  |  | 127008299 |  |  | 110249 | Yuwen Wang |  | Forklift Truck | 座式堆高機3噸 |  |  |  | TMC-2/TDL-2 | [8 empty] | 1250000 |  | 2019-04-25
|  |  | 127008263 |  |  | 110249 | Yuwen Wang |  | I-Beam 20T | I-Beam 20T |  |  |  | TMC-2/TDL-2 | [8 empty] | 553600 |  | 2019-04-25
|  |  | 127008306 |  |  | 110249 | Yuwen Wang |  | Electric Pallet Jack (1.5T) | 1.5噸電動拖板車 |  |  |  | TMC-2/TDL-2 | [8 empty] | 170000 |  | 2019-04-25
|  |  | 127008307 |  |  | 110249 | Yuwen Wang |  | Electric Pallet Jack (1.5T) | 1.5噸電動拖板車 |  |  |  | TMC-2/TDL-2 | [8 empty] | 170000 |  | 2019-04-25
|  |  | 127008308 |  |  | 110249 | Yuwen Wang |  | Electric Pallet Jack (1.5T) | 1.5噸電動拖板車 |  |  |  | TMC-2/TDL-2 | [8 empty] | 170000 |  | 2019-04-25
|  |  | 127008309 |  |  | 110249 | Yuwen Wang |  | Electric Pallet Jack (1.5T) | 1.5噸電動拖板車 |  |  |  | TMC-2/TDL-2 | [8 empty] | 170000 |  | 2019-04-25

## Tooling
Asset number | Name | English name | Model No. | Vendor | Size | Limitations | Department | Location | Serial Number | Cal Int | status | Next due date | Due Month | Plan Cal. Month | Report No. | Status2 | calibration vendor | Spend time(day)in vendor | remark | cost(NTD) | Repair history
TMC0090 | 張力計 | Tension meter | TRUMMETER | HUK | 10-800Hz | <5% | TMC-1 | PVD-M | 1136 44 | 12 | I | 2019-07-30 | 2019/07 | 2019/6/1 | K00-10-153-02 | Inactive | 量測科技(MTC) |  | Inactive | 2000 | 已拍照建檔
TMC0091 | 張力計 | Tension meter | Type 4 | Clavis | 10-600Hz | + or - 1 digit below 100Hz, + or - 1% of reading above 100 Hz | PVD | PVD | BFM7060 | 12 | I | 2019-07-30 | 2019/07 | 2019/6/1 | K00-10-153-01 | Inactive | 量測科技(MTC) |  |  | 2000 | 已拍照建檔
TMC0836 | 雷射追蹤儀 | Leika laser tracker | AT403 | Leika |  |  | TMC-2 | OLED | 393736 | 12 | A | 2021-04-15 | 2021/04 | 2021/3/1 |  | JDI中，回台灣再內校 | 宏遠儀器 呂學勝 0932327110，送校地點:大陸or瑞士/內校 | 60 | JDI中，回台灣再內校 | 180000
TMC0835 | 雷射追蹤儀 | Leika laser tracker | AT403 | Leika |  |  | TMC-2 | OLED | 393720 | 12 | A | 2019-10-06 | 2019/10 | 2019/9/1 |  | 2020/3月底送校 | 宏遠儀器 呂學勝 0932327110，送校地點:大陸or瑞士 | 60 | 宏遠；2020/3月底送校 | 180000
TMC0063 | 水平尺 | Leveling bubble | PTM5 | Sola | 200mm | na | TMC-1 | PVD-機 | N/A | 12 | - | 2020-06-20 | 2020/06 | 2020/5/1 | JS-OT-0187-11R | Qualification | 免校 | 14 |  | 400 | 已拍照建檔
TMC0133 | 水平尺 | Leveling bubble | PTM5 | sola | 200mm | na | TMC-1 | PVD | N/A | 12 | - | - | - | - | JS-OT-0186-11R |  | 免校 | 14 |  | 600 | 已拍照建檔
TMC0051 | 電磁場分析儀 | Industrial compliance meter for electomagnetic energy | MODEL 8513 | Narda | 0.05-50.0 mW/cm2, 10 MHz - 42 MHz | #REF! | TMC-1 | CVD-TEST | 15010 | 18 | I | 2019-11-09 | 2019/11 | 2019/10/1 | 1080551 | Inactive on April 2020 | 天熙科技/內校 | 60 | 維修不好，拿掉可用零件，剩餘採封存處理 | 33850 | 已拍照建檔
TMC0131 | 精密量具 | Hamar Lasar | L-730 | Hamar laser | N/A | NA | TMC-2 | CVD-LID | 18088493-1552 | 18 | A | 2020-08-28 | 2020/08 | 2020/7/1 |  |  | 中軸新北>原廠美國>Renishaw | 150
TMC0169 | 精密量具 | Hamar laser | L-730 | Hamar laser | N/A | NA | TMC-2 | CVD-LID | 18088493-1553 | 18 | A | 2020-08-28 | 2020/08 | 2020/7/1 |  |  | 中軸新北>原廠美國>Renishaw | 150
TMC0141 | 水平儀 | Leveling bubble |  | AIG | 300mm | na | TMC-1 | PVD | N/A | 12 | A | 2021-03-06 | 2021/03 | 2021/2/1 | GCH00NRR0892 |  | MQ內校 | 14 |  | 600 | 已拍照建檔
TMC0316 | 附磁水平尺 | Leveling bubble |  | AIG | 600mm/24" | na | TMC-1 | CVD-PK | N/A | 12 | A | 2021-03-06 | 2021/03 | 2021/2/1 | new | Qualification | MQ內校 | 14 |  | 800 | 已拍照建檔
TMC0317 | 附磁水平尺 | Leveling bubble |  | AIG | 600mm/24" | na | TMC-1 | CVD-MF | N/A | 12 | A | 2021-03-06 | 2021/03 | 2021/2/1 | new | Qualification | MQ內校 | 14 |  | 800 | 已拍照建檔
TMC0715 | 高斯計 | Teslameter |  |  |  |  | TMC-1 | PVD-IP |  | 12 | A | 2020-08-15 | 2020/08 | 2020/7/1 |  |  | MQ內校 |  | MQ內校 | 0
TMC0716 | 3D高斯計標準件G | 3D Tesla golden sample | Golden |  |  |  | TMC-1 | PVD-IP |  | 12 | A | 2020-08-15 | 2020/08 | 2020/7/1 |  |  | MQ內校 |  | MQ內校 | 0
TMC0857 | 氣泡式水平尺 | [5 empty] | TMC-2 | CVD-PK |  | 12 | A | 2021-04-22 | 2021/04 | 2021/3/1 |  |  | MQ內校 | 14 |  | 400 | 已拍照建檔
TMC0162 | 扭力扳手 | Torque wrench | 3/4" DR.140 |  | 140-700N-M |  | TMC-1 | CVD-SF |  | 12 | A | 2020-10-03 | 2020/10 | 2020/9/1 |  |  | GCH轉校 | 30 | TMC0569、TMC0735、TMC0162輪流 | 650
TMC0569 | 扭力扳手 | Torque wrench | DR.600 | BRICO | DR.140-700N | ±4% | TMC-1 | CVD-SF | 494848 | 12 | A | 2021-04-29 | 2021/04 | 2021/3/1 |  | Qualification | GCH轉校 | 30 | TMC0569、TMC0735、TMC0162輪流 | 650 | 已拍照建檔
TMC0735 | 扭力扳手 | Torque wrench | PB6A-2FN03M | Brico | 100-600lb-ft | 0.04 | TMC-2 | CVD-TD | 1812600198 | 12 | A | 2021-02-26 | 2021/02 | 2021/1/1 |  |  | GCH轉校 | 30 | TMC0569、TMC0735、TMC0162輪流 | 650
TMC0808 | 粒子計數器 | Particle counter |  | Kanomax | 0.3,0.5,5.0μm | ±3% | TMC-1 | CP | 3888 | 12 | A | 2021-01-07 | 2021/01 | 2021/0/1 |  |  | GCH轉校 | 30 |  | 1800
TMC0855 | 粒子計數器 | Beckman coulter | 5034 |  |  |  | TMC-2 | Staging | 3400 | 12 | A | 2021-01-14 | 2021/01 | 2021/0/1 |  |  | GCH轉校 | 30 |  | 1800
TMC0052 | 電磁場分析儀 | Narda RF tester | MODEL 8513 | Narda |  | na | TMC-1 | CVD-TEST | 18005 | 24 | A | 2021-01-07 | 2021/01 | 2021/0/1 | 1059881 | 待60c再作內校 | GCH/工研院/內校 | 60 |  | 33850 | 已拍照建檔
TMC0588 | 高斯計 | Teslameter | FM2002 | Projekt Elektronik GmbH Berlin |  |  | TMC-1 | PVD-IP | 127002130 | 12 | A | 2020-06-27 | 2020/06 | 2020/5/1 |  |  | GCH/工研院/內校 | 14 |  | 12000
TMC0861 | 電磁場分析儀 | Narda RF tester | NIM-513 | Narda | NA |  | TMC-2 | CVD-TEST | A-0313 | 12 | A | 2020-05-08 | 2020/05 | 2020/4/1 |  |  | GCH/工研院/內校 | 60 | 2020/6/1 送德國原廠維修，Q3預算:95000 | 33850
TMC0862 | 電磁場分析儀 | Narda RF tester | NIM-513 | Narda | NA |  | TMC-2 | CVD-TEST | A-0313 | 12 | A | 2020-05-16 | 2020/05 | 2020/4/1 |  |  | GCH/工研院/內校 | 60 |  | 33850
TMC0863 | 電磁場分析儀 | Narda RF tester | NIM-513 | Narda | NA |  | TMC-1 | CVD-TEST | A-0313 | 12 | A | 2021-05-27 | 2021/05 | 2021/4/1 |  |  | GCH/工研院/內校 | 60 |  | 33850
TMC0619 | 電磁場分析儀 | E/H field probe | NIM-513 | Narda | NIM-513 |  | TMC-1 | CVD-Test | A-0260 | 24 | A | 2020-06-27 | 2020/06 | 2020/5/1 |  | Qualification | GCH/工研院 | 90 |  | 16200 | 已拍照建檔
TMC0019 | 數位式電表 | Multimeter | 115 | FLUKE | 0-600V, 0-40MOhm, 0-10A(DC) | See accuary spec. | TMC-1 | CVD-TEST | 94320630 | 12 | A | 2021-04-06 | 2021/04 | 2021/3/1 | GCH00NRR0925 | Qualification | GCH | 14 |  | 500 | 已拍照建檔
TMC0025 | 附標卡尺 | Dial Caliper | 505-602 | Mitutoyo | 0~200mm/0.02mm | ± 0.03 mm | TMC-1 | PVD-IP | 3136223 | 12 | A | 2021-05-07 | 2021/05 | 2021/4/1 | GCH00NRR0884 | Qualification | GCH | 14 |  | 350 | 已拍照建檔
TMC0036 | 數位式電表 | Multimeter | 115 | FLUKE | 0-600V, 0-40MOhm, 0-10A(DC) | See accuary spec. | TMC-1 | PVD-電 | 94820247 | 12 | A | 2021-03-06 | 2021/03 | 2021/2/1 | GCH00NRR0918 | Qualification | GCH | 14 |  | 800 | 已拍照建檔
TMC0037 | 數位式電表 | Multimeter | 115 | FLUKE | 0-600V, 0-40MOhm, 0-10A(DC) | See accuary spec. | TMC-1 | PVD-TEST | 94820246 | 12 | A | 2021-05-07 | 2021/05 | 2021/4/1 | GCH00SRR1108 | Qualification | GCH | 14 |  | 500 | 已拍照建檔
TMC0039 | 數位式電表 | Multimeter | 115 | FLUKE | 0-600V, 0-40MOhm, 0-10A(DC) | See accuary spec. | TMC-1 | PVD-電 | 94820249 | 12 | A | 2021-04-06 | 2021/04 | 2021/3/1 | GCH00SRR1105 | Qualification | GCH | 14 |  | 500 | 已拍照建檔
TMC0040 | 數位式電表 | Multimeter | 115 | FLUKE | 0-600V, 0-40MOhm, 0-10A(DC) | See accuary spec. | TMC-1 | PVD-TEST | 94320654 | 12 | A | 2021-03-06 | 2021/03 | 2021/2/1 | GCH00NRR0924 | Qualification | GCH | 14 |  | 800 | 已拍照建檔
TMC0041 | 數位式電表 | Multimeter | 115 | FLUKE | 0-600V, 0-40MOhm, 0-10A(DC) | See accuary spec. | TMC-1 | PVD-TEST | 94320629 | 12 | A | 2021-05-07 | 2021/05 | 2021/4/1 | GCH00SRR1106 | Qualification | GCH | 14 |  | 500 | 已拍照建檔
TMC0042 | 數位式電表 | Multimeter | 117 | FLUKE | 0-600V, 0-40MOhm, 0-10A(DC) | See accuary spec. | TMC-1 | CVD-TEST | 39061483WS | 12 | A | 2021-04-06 | 2021/04 | 2021/3/1 | JS-EL0033-10R | Qualification | GCH | 14 |  | 800 | 已拍照建檔
TMC0043 | 數位式電表 | Multimeter | 115 | FLUKE | 0-600V, 0-40MOhm, 0-10A(DC) | See accuary spec. | TMC-1 | CVD-TEST | 94320651 | 12 | A | 2021-04-06 | 2021/04 | 2021/3/1 | JS-EL0034-10R | Qualification | GCH | 14 |  | 800 | 已拍照建檔
TMC0044 | 數位式電表 | Multimeter | 115 | FLUKE | 0-600V, 0-40MOhm, 0-10A(DC) | See accuary spec. | TMC-1 | CVD-PK | 94320652 | 12 | A | 2021-03-06 | 2021/03 | 2021/2/1 | GCH00NRR0923 | Qualification | GCH | 14 |  | 800 | 已拍照建檔
TMC0045 | 數位式電表 | Multimeter | 115 | FLUKE | 0-600V, 0-40MOhm, 0-10A(DC) | See accuary spec. | TMC-1 | PVD-電 | 94771397 | 12 | A | 2021-03-06 | 2021/03 | 2021/2/1 | GCH00NRR0927 | Qualification | GCH | 14 |  | 800 | 已拍照建檔
TMC0046 | 數位式電表 | Multimeter | 115 | FLUKE | 0-600V, 0-40MOhm, 0-10A(DC) | See accuary spec. | TMC-1 | CVD-TEST | 94320655 | 12 | A | 2021-03-06 | 2021/03 | 2021/2/1 | GCH00NRR0916 | Qualification | GCH | 14 |  | 800 | 已拍照建檔
TMC0047 | 數位式電表 | Multimeter | 115 | FLUKE | 0-600V, 0-40MOhm, 0-10A(DC) | See accuary spec. | TMC-1 | CVD-SF | 94771400 | 12 | A | 2021-04-06 | 2021/04 | 2021/3/1 | GCH00NRR0922 | Qualification | GCH | 14 |  | 800 | 尚未尋獲
TMC0048 | 數位高阻計 | Digital Multimeter | 115 | Fluke | 1653 | ±0.4% | TMC-1 | PVD-IP | 8891013 | 12 | A | 2020-12-23 | 2020/12 | 2020/11/1 | GCH00NRR0896 | Qualification | GCH | 14 |  | 800 | 已拍照建檔
TMC0056 | 扭力扳手 | Torque wrench | QL25N-MH | Tohnichi | 5-25NM | ±6% | Operation | PVD不使用繳出 | 017014U | 12 | Archive | 2019-02-21 | 2019/02 | 2019/1/1 | JS-OT-0184-11R | inactive on june 2017 | GCH |  |  | 650
TMC0079 | 附標卡尺(塑膠) | Dial Caliper |  | wiha | 0-150mm | ± 0.03 mm | TMC-2 | OLED-TEST |  | 12 | A | 2020-09-23 | 2020/09 | 2020/8/1 |  |  | GCH | 14 |  | 350
TMC0080 | 附標卡尺(塑膠) | Dial Caliper |  | wiha | 0-150mm | ± 0.03 mm | TMC-2 | OLED-TEST |  | 12 | A | 2020-09-23 | 2020/09 | 2020/8/1 |  |  | GCH | 14 |  | 350
TMC0081 | 附標卡尺(塑膠) | Dial Caliper |  | wiha | 0-150mm | ± 0.03 mm | TMC-2 | OLED-TEST |  | 12 | A | 2020-09-23 | 2020/09 | 2020/8/1 |  |  | GCH | 14 |  | 350
TMC0082 | 附標卡尺(塑膠) | Dial Caliper |  | wiha | 0-150mm | ± 0.03 mm | TMC-2 | OLED-TEST |  | 12 | A | 2020-09-23 | 2020/09 | 2020/8/1 |  |  | GCH | 14 |  | 350
TMC0083 | 附標卡尺(塑膠) | Dial Caliper |  | wiha | 0-150mm | ± 0.03 mm | TMC-2 | OLED-TEST |  | 12 | A | 2020-09-23 | 2020/09 | 2020/8/1 |  |  | GCH | 14 |  | 350
TMC0084 | 電子式扭力起子 | Torque wrench | CN300L | SHENCE | 20lbf.in-226cn.m | ±6% | TMC-2 | CVD-LID |  | 12 | A | 2020-11-11 | 2020/11 | 2020/10/1 |  |  | GCH | 14 |  | 500
TMC0086 | 電子式扭力起子 | Torque wrench | TDD-200 | OLY | 10.0Nm-200.0Nm | ±6% | TMC-2 | OLED-機 | 0715TDD20010 | 12 | A | 2020-09-23 | 2020/09 | 2020/8/1 |  |  | GCH | 14 |  | 500
TMC0087 | 電子式扭力扳手 | Torque wrench | 921/6NB | OLY | 0.3.0Nm-6.0Nm | ±6% | TMC-2 | OLED-機 | 051792100604 | 12 | A | 2020-09-23 | 2020/09 | 2020/8/1 |  |  | GCH | 14 |  | 650
TMC0088 | 電子式扭力扳手 | Torque wrench | 921/200N | OLY | 40.0Nm-200.0Nm | ±6% | TMC-2 | OLED-機 | 121492120004 | 12 | A | 2020-09-23 | 2020/09 | 2020/8/1 |  |  | GCH | 14 |  | 650
TMC0089 | 電子式扭力扳手 | Torque wrench | 921/200N | OLY | 40.0Nm-200.0Nm | ±6% | TMC-2 | OLED-機 | 121492120003 | 12 | A | 2020-09-23 | 2020/09 | 2020/8/1 |  |  | GCH | 14 |  | 650
TMC0092 | 電子式扭力扳手 | Torque wrench | 921/15NB | OLY | 0.75.0Nm-15.0Nm | ±6% | TMC-2 | OLED-機 |  | 12 | A | 2020-09-23 | 2020/09 | 2020/8/1 |  |  | GCH | 14 |  | 650
TMC0093 | 電子式扭力扳手 | Torque wrench | 921/60NB | OLY | 0.6.0Nm-60.0Nm | ±6% | TMC-2 | OLED-機 |  | 12 | A | 2020-09-23 | 2020/09 | 2020/8/1 |  |  | GCH | 14 |  | 650
TMC0094 | 電子式扭力扳手 | Torque wrench | 921/200N | OLY | 06.0Nm-60.0Nm | ±6% | TMC-2 | OLED-機 | 071592106003 | 12 | A | 2020-09-23 | 2020/09 | 2020/8/1 |  |  | GCH | 14 |  | 650
TMC0095 | 扭力扳手 | Torque | 34111-2DG |  |  |  | TMC-1 | CVD-LID |  | 12 | A | 2020-07-17 | 2020/07 | 2020/6/1 |  |  | GCH | 14 |  | 650 | 已拍照建檔
TMC0096 | 扭力扳手 | Torque wrench |  |  |  |  | TMC-1 | CVD-SF |  | 12 | A | 2020-07-19 | 2020/07 | 2020/6/1 |  |  | GCH | 14 |  | 650 | 已拍照建檔
TMC0097 | 紅外線溫度測量儀 | Infrared Camera | E60-27067 | FLIR |  |  | TMC-1 | CVD-TEST |  | 12 | A | 2020-07-17 | 2020/07 | 2020/6/1 |  |  | GCH | 14 |  | 1800 | 已拍照建檔
TMC0110 | 雷射水平儀 | Laser Leveling tool | AE-7 | Nikon AE-7 |  | na | TMC-1 | PVD-機 | N/A | 12 | A | 2021-04-06 | 2021/04 | 2021/3/1 | GCH00SRR1104 | inactive on june 2017 | GCH | 14 |  | 1800 | 已拍照建檔
TMC0111 | 數位水平儀 | digital Leveling meter |  | ツソワ | 76486 | na | TMC-1 | PVD-機 | N/A | 12 | A | 2021-03-12 | 2021/03 | 2021/2/1 | JS-OT-0189-11R | inactive on june 2017 | GCH | 14 |  | 500 | 已拍照建檔
TMC0112 | 數位水平儀 | digital Leveling meter |  | ツソワ | 76486 | na | TMC-1 | PVD-機 | N/A | 12 | A | 2021-03-12 | 2021/03 | 2021/2/1 | JS-OT0211-11R | inactive on june 2017 | GCH | 14 |  | 500 | 已拍照建檔
TMC0114 | 氣泡式水平儀 | Precision Level |  | RSK(新瀉) | 0.02mm/m/150mm | na | TMC-1 | PVD-機 | 07732 | 12 | A | 2021-04-06 | 2021/04 | 2021/3/1 | JS-LG0908-11R | inactive on june 2017 | GCH | 14 |  | 400 | 已拍照建檔
TMC0115 | 氣泡式水平儀(框型) | Leveling tool |  | FUJI SEIMITSU KEIKI(FSK) | SQ 0.02mm/m/150mm | na | TMC-1 | PVD | 82328 | 12 | A | 2021-03-06 | 2021/03 | 2021/2/1 | JS-LG1022-11R | Qualification | GCH | 14 |  | 800 | 已拍照建檔
TMC0116 | 電導度計 | Conductivity/C Meter | EcoScan con6 | EUTECH INSTRUMENTS | 0-1999 μS/cm; 19.99, 2-199.9 mS/cm | ±1%+1digit | PVD | PVD-IP遺失 | 1486599 | 24 | I | 2018-04-07 | 2018/04 | 2018/3/1 | GCH01JAR1311 | Qualification | GCH |  |  | 1000 | 尚未尋獲
TMC0117 | 扭力起子 | Torque driver(special type) | TLS1360 | Mountz |  | ±6% | TMC-1 | CVD-LID | 5GF032318 | 12 | A | 2021-04-06 | 2021/04 | 2021/3/1 | GCH01MYR0116 | Qualification | GCH | 14 |  | 600
TMC0118 | 扭力起子 | Torque driver(special type) | TLS1360 | Mountz |  | ±6% | TMC-1 | CVD-LID | 5GF032323 | 12 | D | 2020-05-22 | 2020/05 | 2020/4/1 | GCH01ALR1108 | Damaged on 2020/5，超規無法維修 | GCH | 14 |  | 600
TMC0120 | 氣泡式水平尺 |  |  | AIG | 900mm/36" |  | TMC-2 | CVD-LID |  | 20 | A | 2021-02-09 | 2021/02 | 2021/1/1 |  |  | GCH | 14 |  | 600
TMC0140 | 扭力扳手 | Torque wrench | 60QLK | Kanon | 20-60 KGF.CM | ±6% | Operation | PVD不使用繳出 | 8032695 | 12 | Archive | 2019-02-21 | 2019/02 | 2019/1/1 | JS-OT0205-11R | inactive on june 2017 | GCH |  |  | 650 | 尚未尋獲
TMC0149 | 附標卡尺 | Dial Caliper | 500-197-30 | Mitutoyo | 0~200mm | ± 0.03 mm | TMC-1 | PVD-M | A19339499 | 20 | A | 2021-04-07 | 2021/04 | 2021/3/1 |  |  | GCH | 14 |  | 350
TMC0166 | 扭力起子 | Torque driver | 30LTDK | BESTOOL |  |  | TMC-2 | CVD-LID |  | 20 | A | 2020-12-31 | 2020/12 | 2020/11/1 |  |  | GCH | 14 |  | 500
TMC0167 | 扭力扳手 | Torque wrench | N6LCK | BESTOOL-KANON |  |  | TMC-2 | CVD-LID | 17093135 | 20 | A | 2020-12-31 | 2020/12 | 2020/11/1 |  |  | GCH | 14 |  | 650
TMC0168 | 扭力扳手 | Torque wrench | 50INR | OLY | 10.000 in-lb~50.000 in-lb |  | TMC-2 | CVD-LID | 1812140010024 | 20 | A | 2020-12-31 | 2020/12 | 2020/11/1 |  |  | GCH | 14 |  | 650
TMC0170 | 扭力扳手 | Torque wrench | N6LCK | KANON |  |  | TMC-2 | CVD-LID | 17093201 | 20 | A | 2021-01-15 | 2021/01 | 2021/0/1 |  |  | GCH | 14 |  | 650
TMC0171 | 扭力扳手 | Torque wrench | 501NR | OLY | 10.000 in-lb - 50.000 in-lb |  | TMC-2 | CVD-LID | 1812140010029 | 20 | A | 2021-01-15 | 2021/01 | 2021/0/1 |  |  | GCH | 14 |  | 650
TMC0172 | 扭力起子 | Torque driver | 34111-2DG | King tony | 1.5~6.5 Nm |  | TMC-2 | CVD-LID | 1908110048 | 20 | A | 2021-01-15 | 2021/01 | 2021/0/1 |  |  | GCH | 14 |  | 500
TMC0173 | 扭力起子 | Torque driver | 34111-2DG | King tony | 1.5~6.5 Nm |  | TMC-1 | CVD-LID | 1906110034 | 20 | A | 2021-01-15 | 2021/01 | 2021/0/1 |  |  | GCH | 14 |  | 500
TMC0174 | 附標卡尺 | Dial Caliper | 500-197-30 | Mitutoyo | 0~200mm | ± 0.03 mm | TMC-1 | PVD-M | A19339441 | 20 | A | 2021-04-07 | 2021/04 | 2021/3/1 |  |  | GCH | 14 |  | 350
TMC0208 | 數位式電表 | Multimeter | 115 | FLUKE | 0-600V, 0-40MOhm, 0-10A(DC) | See accuary spec. | TMC-1 | PVD-電 | 14041316 | 12 | A | 2020-11-20 | 2020/11 | 2020/10/1 | GCH01JAR1231 | Qualification | GCH | 14 |  | 800 | 已拍照建檔
TMC0209 | 數位式電表 | Multimeter | 115 | FLUKE | 0-600V, 0-40MOhm, 0-10A(DC) | See accuary spec. | TMC-1 | CVD-TEST | 14041318 | 12 | A | 2020-10-03 | 2020/10 | 2020/9/1 | GCH00NRR0926 | Qualification | GCH | 14 |  | 800
TMC0211 | 數位式電表 | Multimeter | 115 | FLUKE | 0-600V, 0-40MOhm, 0-10A(DC) | See accuary spec. | TMC-1 | CVD-TEST | 14041320 | 12 | A | 2021-04-06 | 2021/04 | 2021/3/1 | GCH00NRR0921 | Qualification | GCH | 14 |  | 800 | 已拍照建檔
TMC0216 | 治具 | Wireless gap leveling tool |  | N/A | N/A | na | TMC-1 | CVD-TEST | N/A | 12 | A | 2021-04-06 | 2021/04 | 2021/3/1 | GCH01MHR2353 | Qualification | GCH | 14 |  | 600 | 已拍照建檔
TMC0217 | 治具 | Wireless gap leveling tool |  | N/A | N/A | na | TMC-1 | CVD-TEST | 0190-73493-08 | 12 | A | 2021-03-06 | 2021/03 | 2021/2/1 | GCH01MHR0228 | Qualification | GCH | 14 |  | 300 | 已拍照建檔
TMC0241 | 數位鉤表 | Clamp meter |  | FLUKE | 322 | I:±1.8±%, ACV:±1.2%,DCV:±1%,OHM:±1%Ω | TMC-1 | CVD-TEST | 97950437 | 12 | A | 2021-04-06 | 2021/04 | 2021/3/1 | GCH01MHR2352 | Qualification | GCH | 14 |  | 800 | 已拍照建檔
TMC0242 | 紅外線溫度測量儀 | Infrared Camera | FLIR i60 | FLIR |  | na | TMC-1 | CVD-TEST | 399018906 | 12 | A | 2021-04-06 | 2021/04 | 2021/3/1 | GCH00NRR0895 | Qualification | GCH | 14 |  | 1200 | 已拍照建檔
TMC0243 | IR Thermometer | IR Thermometer | 62 Mini | FLUKE |  | 2℃ or 2.5% | TMC-1 | CVD-TEST | 94331083 | 12 | A | 2021-04-06 | 2021/04 | 2021/3/1 | GCH01MHR2357 | inactive on june 2017 | GCH | 14 |  | 1500 | 已拍照建檔
TMC0255 | 附標卡尺(塑膠) | Dial Caliper |  | diaMax | 0~150mm/0.1mm | ± 0.2 mm | TMC-1 | PVD-IP | N/A | 12 | A | 2020-08-14 | 2020/08 | 2020/7/1 | GCH01MHR2286 |  | GCH | 14 |  | 350
TMC0305 | 超高精度計重秤 | Weighing Scale | AHW-30 | TSCALE台衡國際 | 30 kg | 0.5g | TMC-1 | PVD-IP | 301102809 | 12 | A | 2020-12-23 | 2020/12 | 2020/11/1 | OS1000317-1 | Qualification | GCH | 14 |  | 1000 | 已拍照建檔
TMC0312 | 雷射墨線儀 | Line Laser |  | TECHNO | HU-A15 | na | TMC-1 | PVD | 3716 | 12 | A | 2020-11-20 | 2020/11 | 2020/10/1 |  | Qualification | GCH | 14 |  | 1800 | 已拍照建檔
TMC0313 | 精密全自動水準儀 | Automatic level | AE-7 | Nikon |  | na | PVD | PVD-M | 248078 | 12 | I | 2019-11-30 | 2019/11 | 2019/10/1 |  | Qualification | GCH |  |  | 1500 | 已拍照建檔
TMC0314 | 塞規 | Pin gauge |  |  | 0.3200ZP | na | TMC-1 | CVD-PK | F53 | 12 | A | 2021-04-06 | 2021/04 | 2021/3/1 | GCH01MYR0108 | Qualification | GCH | 14 |  | 180 | 已拍照建檔
TMC0315 | 塞規 | Pin gauge |  |  | 0.3230ZP | na | TMC-1 | CVD-PK | D46 | 12 | A | 2021-04-06 | 2021/04 | 2021/3/1 | GCH01MYR0108 | Qualification | GCH | 14 |  | 180 | 已拍照建檔
TMC0350 | 精密角形水準器 | Precision Level | 6061111 | FUJI SEIMITSU KEIKI(FSK) | 100 mm | ± 0.02 mm | TMC-1 | PVD | 061940 | 12 | A | 2021-03-06 | 2021/03 | 2021/2/1 | 出場報告 | Qualification | GCH | 14 |  | 600 | 已拍照建檔
TMC0370 | 扭力扳手 | Torque wrench | Nr. 600 3250I | BRICO | 1/4" 40-250 in-LB 350mmL | ±4% | TMC-1 | CVD-LL | 462958 | 12 | A | 2021-03-06 | 2021/03 | 2021/2/1 | 462958 | Qualification | GCH | 14 |  | 650 | 已拍照建檔
TMC0374 | 扭力扳手 | Torque wrench | Nr. 600 4150F | BRICO | 1/2" 30-150Ft-LB 535mmL | ±4% | TMC-1 | CVD-LID | 370644 | 12 | A | 2021-04-06 | 2021/04 | 2021/3/1 | 370644 | Qualification | GCH | 14 |  | 650 | 已拍照建檔
TMC0377 | 扭力扳手 | Torque wrench | Nr. 600 4150F | BRICO | 1/2" 30-150Ft-LB 535mmL | ±4% | TMC-1 | CVD-LID | 370647 | 12 | A | 2021-04-06 | 2021/04 | 2021/3/1 | 370647 | Qualification | GCH | 14 |  | 650 | 已拍照建檔
TMC0388 | 扭力扳手 | Torque wrench | 66281(TLS1360) | Mountz | 10-120lbf.in | ±6% | TMC-1 | CVD-LID | 5FK100918 | 12 | A | 2021-05-14 | 2021/05 | 2021/4/1 | GCH01JAR1226 | Qualification | GCH | 14 |  | 650 | 已拍照建檔
TMC0389 | 電子卡尺 | Digital Caliper | 500-196-20 | Mitutoyo | 0~150mm | ± 0.02mm | TMC-1 | CVD-LID | 08153959 | 12 | A | 2021-05-14 | 2021/05 | 2021/4/1 | GCH01JAR1235 | Qualification | GCH | 14 |  | 300 | 已拍照建檔
TMC0390 | 附標卡尺 | Dial Caliper | 505-672 | Mitutoyo | 0~200mm | ± 0.03 mm | TMC-1 | PVD-TEST | 3136206 | 12 | A | 2021-04-06 | 2021/04 | 2021/3/1 | GCH01JAR1236 | Qualification | GCH | 14 |  | 500 | 已拍照建檔
TMC0392 | 電子磅秤 | Scale | LCK-30 | SNOWREX | 0-30Kg | ± 0.1 g | TMC-1 | Staging(LID-借用) | 58110342 | 12 | A | 2021-04-06 | 2021/04 | 2021/3/1 | OS1010501-2 | Qualification | GCH | 14 |  | 500 | 尚未尋獲
TMC0495 | 扭力起子 | Torque Driver | 015600 | Torqueleader | 50-400 cN.m | ±6% | TMC-1 | PVD-IP | 5CN100677 | 12 | A | 2021-03-16 | 2021/03 | 2021/2/1 |  | Qualification | GCH | 14 |  | 500 | 已拍照建檔
TMC0496 | 扭力起子 | Torque Driver | 015600 | Torqueleader | 50-400 cN.m | ±6% | TMC-1 | PVD-IP | 5CN100687 | 12 | A | 2020-08-14 | 2020/08 | 2020/7/1 |  |  | GCH | 14 |  | 500 | 已拍照建檔
TMC0497 | 扭力起子 | Torque Driver | 015600 | Torqueleader | 50-400 cN.m | ±6% | TMC-1 | PVD-IP | 5CN100697 | 12 | A | 2021-03-16 | 2021/03 | 2021/2/1 |  | Qualification | GCH | 14 |  | 500 | 已拍照建檔
TMC0498 | 扭力起子 | Torque Driver | 015600 | Torqueleader | 50-400 cN.m | ±6% | TMC-1 | PVD-IP | 5CN100707 | 12 | A | 2021-03-16 | 2021/03 | 2021/2/1 |  | Qualification | GCH | 14 |  | 500 | 已拍照建檔
TMC0499 | 扭力起子 | Torque Driver | 015600 | Torqueleader | 50-400 cN.m | ±6% | TMC-1 | PVD-IP | 5CN100717 | 12 | A | 2021-04-06 | 2021/04 | 2021/3/1 |  |  | GCH | 14 |  | 500 | 已拍照建檔
TMC0512 | 扭力扳手 | Torque wrench | TCG200 | Torqueleader | 20-100 N.m | ±4% | TMC-1 | PVD-機 | F022964 | 12 | A | 2021-05-07 | 2021/05 | 2021/4/1 |  | Qualification | GCH | 14 |  | 650 | 已拍照建檔
TMC0520 | 扭力扳手 | Torque wrench | TCG 50 | Torqueleader | 5-50N.m | ±6% | TMC-1 | CVD-LL | J038292 | 12 | A | 2021-03-06 | 2021/03 | 2021/2/1 |  | Qualification | GCH | 14 |  | 650 | 已拍照建檔
TMC0521 | 扭力扳手 | Torque wrench | TCG200 | Torqueleader | 20-200N.m | ±6% | TMC-1 | CVD-LL | F022961 | 12 | A | 2021-03-06 | 2021/03 | 2021/2/1 |  | Qualification | GCH | 14 |  | 650 | 已拍照建檔
TMC0525 | 扭力起子 | Torque Driver | TLS1360 | Torqueleader | 2.5-13.6 N.m | ±6% | TMC-1 | PVD-機 | 5FN100465 | 12 | A | 2021-04-06 | 2021/04 | 2021/3/1 |  | inactive on june 2017 | GCH | 14 |  | 500 | 已拍照建檔
TMC0526 | 扭力起子 | Torque Driver | TLS1360 | Torqueleader | 2.5-13.6 N.m | ±6% | TMC-1 | PVD-機 | 5FN100466 | 12 | A | 2021-04-06 | 2021/04 | 2021/3/1 |  | inactive on june 2017 | GCH | 14 |  | 500 | 已拍照建檔
TMC0527 | 扭力扳手 | Torque wrench | 955/25 | OLY | 5-25 N.m | ±4% | TMC-1 | PVD-機 | 1101008 | 12 | A | 2020-11-20 | 2020/11 | 2020/10/1 |  | Qualification | GCH | 14 |  | 650 | 尚未尋獲
TMC0528 | 扭力扳手 | Torque wrench | 955/25 | OLY | 5-25 N.m | ±4% | TMC-1 | PVD-機 | 1101009 | 12 | A | 2020-11-20 | 2020/11 | 2020/10/1 |  | Qualification | GCH | 14 |  | 650 | 已拍照建檔
TMC0529 | 扭力扳手 | Torque wrench | 955/25 | OLY | 5-25 N.m | ±4% | TMC-1 | PVD-機 | 1101011 | 12 | A | 2021-03-16 | 2021/03 | 2021/2/1 |  | Qualification | GCH | 14 |  | 650 | 已拍照建檔
TMC0530 | 扭力扳手 | Torque wrench | 955/25 | OLY | 5-25 N.m | ±4% | TMC-1 | PVD-機 | 1101017 | 12 | A | 2021-03-16 | 2021/03 | 2021/2/1 |  | Qualification | GCH | 14 |  | 650 | 已拍照建檔
TMC0531 | 扭力扳手 | Torque wrench | 620W 2030N | BRICO | 6~30N.m | ±4% | TMC-1 | CVD-LL | 1402001336 | 12 | A | 2021-03-06 | 2021/03 | 2021/2/1 |  | Disqualified | GCH | 14 |  | 650 | 已拍照建檔
TMC0532 | 扭力扳手 | Torque wrench | 620W 2030N | BRICO | 6~30N.m | ±4% | TMC-1 | CVD-MF(給MQ封存) | 1402001337 | 12 | Archive | 2020-03-20 | 2020/03 | 2020/2/1 |  | Qualification | GCH |  |  | 650 | 已拍照建檔
TMC0533 | 扭力扳手 | Torque wrench | 620W 3135N | BRICO | 27~135N.m | ±4% | TMC-1 | CVD-MF(封存外倉) | 1402001171 | 12 | Archive | 2020-03-06 | 2020/03 | 2020/2/1 |  | Qualification | GCH |  | overdue on june2016 | 650 | 已拍照建檔
TMC0534 | 扭力扳手 | Torque wrench | 620W 3135N | BRICO | 27~135N.m | ±4% | TMC-1 | CVD-LL | 1402001177 | 12 | A | 2021-05-14 | 2021/05 | 2021/4/1 |  | Qualification | GCH | 14 |  | 650 | 已拍照建檔
TMC0536 | 扭力扳手 | Torque wrench | 620W 4135N | BRICO | 27~135N.m | ±4% | TMC-1 | CVD-MF(封存外倉) | 1402001335 | 12 | Archive | 2020-03-06 | 2020/03 | 2020/2/1 |  | Qualification | GCH |  | overdue on june2016 | 650 | 已拍照建檔
TMC0538 | 扭力扳手 | Torque wrench | 620W 4200N | BRICO | 40~200N.m | ±4% | TMC-1 | CVD-MF(給MQ封存) | 1303002453 | 12 | Archive | 2020-03-20 | 2020/03 | 2020/2/1 |  | Qualification | GCH |  |  | 650 | 已拍照建檔
TMC0540 | 扭力扳手 | Torque wrench | 620W 6500N | BRICO | 100~500N.m | ±4% | TMC-1 | CVD-LL | 1305004044 | 12 | A | 2021-05-14 | 2021/05 | 2021/4/1 |  | Qualification | GCH | 14 |  | 650 | 已拍照建檔
TMC0541 | 扭力扳手 | Torque wrench | 955/100 | OLY | 20-100 N.m | ±4% | TMC-1 | PVD-機 | 1101011 | 12 | A | 2020-12-11 | 2020/12 | 2020/11/1 |  | Qualification | GCH | 14 |  | 650 | 已拍照建檔
TMC0542 | 扭力扳手 | Torque wrench | 955/100 | OLY | 20-100 N.m | ±4% | TMC-1 | PVD-機 | 1101012 | 12 | A | 2021-03-16 | 2021/03 | 2021/2/1 |  | Qualification | GCH | 14 |  | 650 | 已拍照建檔
TMC0543 | 扭力扳手 | Torque wrench | 955/100 | OLY | 20-100 N.m | ±4% | TMC-1 | PVD-機 | 1101013 | 12 | A | 2021-04-06 | 2021/04 | 2021/3/1 |  | Qualification | GCH | 14 |  | 650 | 已拍照建檔
TMC0544 | 扭力扳手 | Torque wrench | 955/100 | OLY | 20-100 N.m | ±4% | TMC-1 | PVD-機 | 1101014 | 12 | A | 2021-04-13 | 2021/04 | 2021/3/1 |  | Qualification | GCH | 14 |  | 650 | 已拍照建檔
TMC0545 | 扭力扳手 | Torque wrench | 2000GH18 | OLY | 4.00-20.00 mkg | ±4% | TMC-1 | PVD-機 | 1006625201 | 12 | A | 2020-04-22 | 2020/04 | 2020/3/1 |  |  | GCH | 14 |  | 650 | 已拍照建檔
TMC0546 | 扭力扳手 | Torque wrench | 2000GH18 | OLY | 4.00-20.00 mkg | ±4% | TMC-1 | PVD-機 | 1006625202 | 12 | A | 2021-03-16 | 2021/03 | 2021/2/1 |  |  | GCH | 14 |  | 650 | 已拍照建檔
TMC0548 | 扭力扳手 | Torque wrench | 3400GH18 | OLY | 6.80-34.00 mkg | ±4% | TMC-1 | PVD-機 | 1006625187 | 12 | A | 2021-04-13 | 2021/04 | 2021/3/1 |  | Qualification | GCH | 14 |  | 650 | 已拍照建檔
TMC0549 | 扭力扳手 | Torque wrench | 955/50 | OLY | 10-50 N.m | ±4% | TMC-1 | PVD-機 | 1101007 | 12 | A | 2021-03-06 | 2021/03 | 2021/2/1 |  | Qualification | GCH | 14 |  | 650 | 已拍照建檔
TMC0550 | 扭力扳手 | Torque wrench | 955/50 | OLY | 10-50 N.m | ±4% | TMC-1 | PVD-機 | 1101009 | 12 | A | 2021-03-16 | 2021/03 | 2021/2/1 |  | Qualification | GCH | 14 |  | 650 | 已拍照建檔
TMC0551 | 扭力扳手 | Torque wrench | 955/50 | OLY | 10-50 N.m | ±4% | TMC-1 | PVD-機 | 1101024 | 12 | A | 2021-04-06 | 2021/04 | 2021/3/1 |  | Qualification | GCH | 14 |  | 650 | 已拍照建檔
TMC0552 | 扭力扳手 | Torque wrench | 955/50 | OLY | 10-50 N.m | ±4% | TMC-1 | PVD-機 | 1101025 | 12 | A | 2020-12-11 | 2020/12 | 2020/11/1 |  | Qualification | GCH | 14 |  | 650 | 已拍照建檔
TMC0553 | 扭力扳手 | Torque wrench | 955/50 | OLY | 10-50 N.m | ±4% | TMC-1 | PVD-機 | 1101026 | 12 | A | 2020-12-11 | 2020/12 | 2020/11/1 |  | Qualification | GCH | 14 |  | 650 | 已拍照建檔
TMC0554 | 扭力扳手 | Torque wrench | 955/50 | OLY | 10-50 N.m | ±4% | TMC-1 | PVD-機 | 1101027 | 12 | A | 2021-03-06 | 2021/03 | 2021/2/1 |  | Qualification | GCH | 14 |  | 650 | 已拍照建檔
TMC0555 | 扭力扳手 | Torque wrench | 955/100 | OLY | 20-100 N.m | ±4% | TMC-1 | PVD-機 | 1101001 | 12 | A | 2021-05-07 | 2021/05 | 2021/4/1 |  | Qualification | GCH | 14 |  | 650 | 已拍照建檔
TMC0556 | 扭力扳手 | Torque wrench | 955/100 | OLY | 20-100 N.m | ±4% | TMC-1 | PVD-機 | 1101004 | 12 | A | 2021-05-07 | 2021/05 | 2021/4/1 |  | Qualification | GCH | 14 |  | 650 | 已拍照建檔
TMC0558 | 扭力扳手 | Torque wrench | 955/100 | OLY | 20-100 N.m | ±4% | TMC-1 | PVD-機 | 1101010 | 12 | A | 2021-05-07 | 2021/05 | 2021/4/1 |  | Qualification | GCH | 14 |  | 650 | 已拍照建檔
TMC0559 | 直進式量表 | Dial Indicator | 2109S-10 | Mitutoyo | 0~1mm/0.001mm | ± 0.005 mm | TMC-1 | PVD-IP | SZE152 | 12 | A | 2021-03-06 | 2021/03 | 2021/2/1 | JS-LG1472-14R | Qualification | GCH | 14 |  | 300 | 已拍照建檔
TMC0564 | 附標卡尺(塑膠) | Dial Caliper |  | diaMax | 0~150mm/0.1mm | ± 0.2 mm | TMC-1 | PVD-IP | N/A | 12 | A | 2021-04-06 | 2021/04 | 2021/3/1 | Qualification | JINGSTONE | GCH | 14 |  | 350 | 已拍照建檔
TMC0577 | 扭力校正器 | Digital Torque Adaptor | RJ-7541 | BikeMaster | 1/4” SQ Drive | 6~30Nm | TMC-1 | PVD-IP | DK00876 | 12 | A | 2020-08-14 | 2020/08 | 2020/7/1 |  |  | GCH | 14 |  | 1350
TMC0578 | 扭力校正器 | Digital Torque Adaptor | RJ-7521 | BikeMaster | 1/2” SQ Drive | 40~200Nm | TMC-1 | PVD-IP | DN11014 | 12 | A | 2020-08-14 | 2020/08 | 2020/7/1 |  |  | GCH | 14 |  | 2000
TMC0583 | 扭力扳手 | Torque wrench | 620W 6500N | BRICO | 100~500N.m | ±4% | TMC-1 | CVD-SF | 1305004043 | 12 | A | 2021-03-06 | 2021/03 | 2021/2/1 |  | Qualification | GCH | 14 |  | 650 | 已拍照建檔
TMC0585 | 扭力扳手 | Torque wrench | 620W 3135N | BRICO | 27~135N.m | ±4% | TMC-1 | CVD-SF | 1401000338 | 12 | A | 2020-11-20 | 2020/11 | 2020/10/1 |  | Qualification | GCH | 14 |  | 650 | 已拍照建檔
TMC0587 | 扭力扳手 | Torque wrench | 620W 4200N | BRICO | 40~200N.m | ±4% | TMC-1 | CVD-SF | 1303002451 | 12 | A | 2021-03-06 | 2021/03 | 2021/2/1 |  | Qualification | GCH | 14 |  | 650 | 已拍照建檔
TMC0590 | 塞規 | Pin gauge | 0.32 | Meyer | 0.32 | ±0.0005mm | TMC-1 | CVD-PK | 0.32 | 12 | A | 2021-03-06 | 2021/03 | 2021/2/1 | Qualification | Qualification | GCH | 14 |  | 150 | 已拍照建檔
TMC0591 | 塞規 | Pin gauge | 0.323 | Meyer | 0.323 | ±0.0005mm | TMC-1 | CVD-PK | 0.323 | 12 | A | 2021-03-06 | 2021/03 | 2021/2/1 | Qualification | Qualification | GCH | 14 |  | 150 | 已拍照建檔
TMC0592 | 塞規 | Pin gauge | 0.32 | Meyer | 0.32 | ±0.0005mm | TMC-1 | CVD-PK | 0.32 | 12 | A | 2021-04-06 | 2021/04 | 2021/3/1 | Qualification | inactive on june 2017 | GCH | 14 |  | 180 | 已拍照建檔
TMC0593 | 塞規 | Pin gauge | 0.323 | Meyer | 0.323 | ±0.0005mm | TMC-1 | CVD-PK | 0.323 | 12 | A | 2021-04-06 | 2021/04 | 2021/3/1 | Qualification | inactive on june 2017 | GCH | 14 |  | 180 | 已拍照建檔
TMC0599 | 扭力扳手 | Torque wrench | 1/4'' DR. 250 inch-LB | BRICO | 4.5-28.3N.m/40-250 inch-pounds |  | TMC-1 | CVD-LL | 47643 | 12 | A | 2020-07-30 | 2020/07 | 2020/6/1 |  | Qualification | GCH | 14 |  | 650 | 已拍照建檔
TMC0600 | 扭力扳手 | Torque wrench | 1/4'' DR. 250 inch-LB | BRICO | 4.5-28.3N.m/40-250 inch-pounds |  | TMC-1 | CVD-LL | 47644 | 12 | A | 2021-05-14 | 2021/05 | 2021/4/1 |  | Qualification | GCH | 14 |  | 650 | 已拍照建檔
TMC0601 | 扭力扳手 | Torque wrench | 1/4'' DR. 250 inch-LB | BRICO | 4.5-28.3N.m/40-250 inch-pounds |  | TMC-1 | CVD-LID | 47645 | 12 | A | 2020-11-20 | 2020/11 | 2020/10/1 |  | Qualification | GCH | 14 |  | 650 | 已拍照建檔
TMC0603 | 扭力扳手 | Torque wrench | 1/4'' DR. 250 inch-LB | BRICO | 4.5-28.3N.m/40-250 inch-pounds |  | TMC-1 | CVD-MF | 47647 | 12 | D | 2020-06-20 | 2020/06 | 2020/5/1 |  | Damage on 2020/05, 超規新的一支750，所以不修理 | GCH | 14 |  | 650 | 已拍照建檔
TMC0604 | 扭力扳手 | Torque wrench | 1/2'' DR. 150 ft-LB | BRICO | 40-200N.m/30-150 ft-pounds |  | TMC-1 | CVD-LL | 368717 | 12 | A | 2021-03-06 | 2021/03 | 2021/2/1 |  | Qualification | GCH | 14 |  | 650 | 已拍照建檔
TMC0606 | 扭力扳手 | Torque wrench | 1/2'' DR. 150 ft-LB | BRICO | 40-200N.m/30-150 ft-pounds |  | TMC-1 | CVD-LL | 368719 | 12 | A | 2021-03-06 | 2021/03 | 2021/2/1 |  | Qualification | GCH | 14 |  | 650 | 已拍照建檔
TMC0607 | 扭力扳手 | Torque wrench | 1/2'' DR. 150 ft-LB | BRICO | 40-200N.m/30-150 ft-pounds |  | TMC-1 | CVD-MF | 368720 | 12 | A | 2021-05-14 | 2021/05 | 2021/4/1 |  | Qualification | GCH | 14 |  | 650 | 已拍照建檔
TMC0620 | 扭力扳手 | Torque wrench | TCG50 | Gedore | 5-50N.m | ±6% | TMC-2 | CVD-LL | H102148 | 12 | A | 2021-04-06 | 2021/04 | 2021/3/1 |  | Qualification | GCH | 14 |  | 650 | 已拍照建檔
TMC0621 | 扭力扳手 | Torque wrench | TCG150 | DremoTec | 20-150N.m | ±6% | TMC-1 | CVD-HC | F019743 | 12 | A | 2021-04-06 | 2021/04 | 2021/3/1 |  | Qualification | GCH | 14 |  | 650 | 已拍照建檔
TMC0622 | 扭力扳手 | Torque wrench | TCG200 | Torqueleader | 20-200N.m | ±6% | TMC-2 | CVD-LL | 86250013 | 12 | A | 2021-04-06 | 2021/04 | 2021/3/1 |  | Qualification | GCH | 14 |  | 650
TMC0623 | 扭力扳手 | Torque wrench | TCG200 | Torqueleader | 20-200N.m | ±6% | TMC-2 | CVD-MF | 1079391 | 12 | A | 2021-04-06 | 2021/04 | 2021/3/1 |  | Qualification | GCH | 14 |  | 650 | 已拍照建檔
TMC0625 | 扭力扳手 | Torque wrench | TCG400 | Torqueleader | 75-400N.m | ±6% | TMC-1 | CVD-HC | 2171114 | 12 | A | 2021-04-06 | 2021/04 | 2021/3/1 |  | Qualification | GCH | 14 |  | 650 | 已拍照建檔
TMC0627 | 數位式電表 | Multimeter | 115 | FLUKE | 115 |  | TMC-1 | CVD-TD | 34793290WS | 12 | A | 2020-11-20 | 2020/11 | 2020/10/1 | Qualification | GCH | GCH | 14 |  | 800 | 已拍照建檔
TMC0628 | 電子式水平儀 | degital levling gauge | 9409 | devon |  |  | TMC-1 | CVD-PK | 406112060 | 12 | A | 2021-03-12 | 2021/03 | 2021/2/1 | Qualification | GCH | GCH | 14 |  | 400 | 已拍照建檔
TMC0629 | 雷射測距儀 | Laser range finder | GLM80 | Bosch |  |  | TMC-1 | CVD-PK | 605340421 | 12 | A | 2020-12-25 | 2020/12 | 2020/11/1 | Qualification | GCH | GCH | 14 | 800 | 1800 | 已拍照建檔
TMC0630 | 雷射測距儀 | Laser range finder | GLM80 | Bosch |  |  | TMC-1 | CVD-PK | 605343232 | 12 | A | 2020-12-25 | 2020/12 | 2020/11/1 | Qualification | GCH | GCH | 14 | 800 | 1800 | 已拍照建檔
TMC0632 | 扭力扳手 | Torque wrench | 600 1450i |  | 10-50inch-pounds | ±6% | TMC-1 | CVD-LID | 816090002 | 12 | A | 2021-03-06 | 2021/03 | 2021/2/1 |  |  | GCH | 14 |  | 650 | 已拍照建檔
TMC0633 | 扭力扳手 | Torque wrench | MTD-1408N-00 |  | 1-8Nm | ±6% | TMC-1 | CVD-LL | 8119 | 12 | A | 2020-11-20 | 2020/11 | 2020/10/1 |  |  | GCH | 14 |  | 650 | 已拍照建檔
TMC0636 | 扭力扳手 | Torque wrench | TCG200 | torqueleader | 20-200N.m | ±6% | TMC-1 | CVD-LID | E032692 | 12 | A | 2021-04-06 | 2021/04 | 2021/3/1 |  | Qualification | GCH | 14 |  | 650 | 已拍照建檔
TMC0658 | 數位式電表 | Multimeter | 115 | FLUKE | 0-600V, 0-40MOhm, 0-10A(DC) | See accuary spec. | TMC-1 | CVD-HC | 38471742WS | 12 | A | 2021-04-06 | 2021/04 | 2021/3/1 | Qualification | GCH | GCH | 14 |  | 800 | 已拍照建檔
TMC0661 | 數位式電表 | Multimeter | 259 | KILTER |  | See accuary spec. | TMC-2 | CVD-LID |  | 12 | A | 2021-04-13 | 2021/04 | 2021/3/1 | Qualification | GCH | GCH | 14 |  | 500 | 已拍照建檔
TMC0662 | 吊秤 | CRANE SCALE |  |  |  |  | TMC-1 | CVD-MF | NIA10005 | 12 | A | 2021-05-21 | 2021/05 | 2021/4/1 |  | Qualification | GCH | 14 |  | 2500 | 已拍照建檔
TMC0663 | 塞規 | Pin gauge | 0.499 |  | 0.499 | ±0.0005mm | TMC-1 | CVD-PK |  | 12 | A | 2021-04-06 | 2021/04 | 2021/3/1 | GCH | new | GCH | 14 |  | 180 | 已拍照建檔
TMC0664 | 塞規 | Pin gauge | 0.503 |  | 0.503 | ±0.0005mm | TMC-1 | CVD-PK |  | 12 | A | 2021-04-06 | 2021/04 | 2021/3/1 | GCH | new | GCH | 14 |  | 180 | 已拍照建檔
TMC0665 | 扭力扳手 | Torque wrench |  | KINGTONY | 3-15Nm 3426C-1DF |  | PVD | PVD-IP | 17036C0384 | 12 | I | 2019-12-10 | 2019/12 | 2019/11/1 |  |  | GCH |  |  | 650 | 已拍照建檔
TMC0666 | 扭力扳手 | Torque wrench |  | KINGTONY | 5-25Nm 3426C-2DF |  | TMC-1 | PVD-IP | 17066C4322 | 12 | A | 2020-10-23 | 2020/10 | 2020/9/1 |  |  | GCH | 14 |  | 650 | 已拍照建檔
TMC0667 | 數位式電表 | Multimeter | 115 | FLUKE | 0-600V, 0-40MOhm, 0-10A(DC) | See accuary spec. | TMC-1 | CVD-PK | 38471747WS | 12 | A | 2020-11-20 | 2020/11 | 2020/10/1 | Qualification | GCH | GCH | 14 |  | 800 | 已拍照建檔
TMC0668 | 數位式電表 | Multimeter | 117 | FLUKE | 0-600V, 0-40MOhm, 0-10A(DC) | See accuary spec. | TMC-1 | CVD-LID | 38471854WS | 12 | A | 2021-04-06 | 2021/04 | 2021/3/1 | Qualification | GCH | GCH | 14 |  | 800 | 已拍照建檔
TMC0681 | 扭力扳手 | Torque wrench | 34223-1B | KINGTONY | 25-250 lb-in |  | TMC-1 | CVD-LID | 1612239648 | 12 | A | 2020-11-20 | 2020/11 | 2020/10/1 |  |  | GCH | 14 |  | 650 | 已拍照建檔
TMC0682 | 扭力扳手 | Torque wrench | 34223-1B | KINGTONY | 25-250 lb-in |  | TMC-1 | CVD-LID | 1512235673 | 12 | D | 2020-06-20 | 2020/06 | 2020/5/1 |  | Damaged on 2020/4 | GCH | 14 |  | 650 | 已拍照建檔
TMC0684 | 扭力扳手 | Torque wrench | 34662-2CG | KINGTONY | 100-600 lbf-ft |  | TMC-1 | CVD-SF | 1708624430 | 12 | A | 2021-01-16 | 2021/01 | 2021/0/1 |  |  | GCH | 14 |  | 650 | 已拍照建檔
TMC0685 | 數位式電表 | Multimeter | 117 | FLUKE | 0-600V, 0-40MOhm, 0-10A(DC) | See accuary spec. | TMC-1 | CVD-TEST | 33171858WS | 12 | A | 2020-11-20 | 2020/11 | 2020/10/1 | Qualification | GCH | GCH | 14 |  | 800 | 已拍照建檔
TMC0686 | 數位式電表 | Multimeter | 117 | FLUKE | 0-600V, 0-40MOhm, 0-10A(DC) | See accuary spec. | TMC-1 | CVD-TEST | 39061433WS | 12 | A | 2020-11-20 | 2020/11 | 2020/10/1 | Qualification | GCH | GCH | 14 |  | 800 | 已拍照建檔
TMC0687 | 數位式電表 | Multimeter | 117 | FLUKE | 0-600V, 0-40MOhm, 0-10A(DC) | See accuary spec. | TMC-1 | CVD-TEST | 39061434WS | 12 | A | 2020-11-20 | 2020/11 | 2020/10/1 | Qualification | GCH | GCH | 14 |  | 800 | 已拍照建檔
TMC0688 | 碳纖維卡尺 | Carbon caliper |  |  | 0-150mm | See accuary spec. | TMC-2 | OLED-M | 0201A | 12 | A | 2021-03-11 | 2021/03 | 2021/2/1 |  | GCH | GCH | 14 |  | 800 | 已拍照建檔
TMC0689 | 碳纖維卡尺 | Carbon caliper |  |  | 0-150mm | See accuary spec. | TMC-2 | OLED-M | 0201B | 12 | A | 2021-03-11 | 2021/03 | 2021/2/1 |  | GCH | GCH | 14 |  | 800 | 已拍照建檔
TMC0690 | 碳纖維卡尺 | Carbon caliper |  |  | 0-150mm | See accuary spec. | TMC-2 | OLED-M | 0201C | 12 | A | 2021-03-11 | 2021/03 | 2021/2/1 |  | GCH | GCH | 14 |  | 800 | 已拍照建檔
TMC0694 | 數位式電表 | Multimeter | 117 | Fluke |  |  | TMC-1 | CVD-TEST | 39061483WS | 18 | A | 2020-12-31 | 2020/12 | 2020/11/1 |  |  | GCH | 14 | TMC0042→TMC0694 | 500
TMC0696 | 數位式電表 | Multimeter | 117 | FLUKE | 0-600V, 0-40MOhm, 0-10A(DC) | See accuary spec. | TMC-1 | CVD-TEST | 33171854WS | 12 | A | 2021-04-06 | 2021/04 | 2021/3/1 | Qualification | GCH | GCH | 14 |  | 800 | 已拍照建檔
TMC0697 | 數位式電表 | Multimeter | 117 | FLUKE | 0-600V, 0-40MOhm, 0-10A(DC) | See accuary spec. | TMC-1 | CVD-TEST | 33171854WS | 12 | A | 2021-04-06 | 2021/04 | 2021/3/1 | Qualification | GCH | GCH | 14 |  | 800 | 已拍照建檔
TMC0698 | 數位式電表 | Multimeter | 117 | FLUKE | 0-600V, 0-40MOhm, 0-10A(DC) | See accuary spec. | TMC-1 | CVD-TEST | 33171854WS | 12 | A | 2021-04-06 | 2021/04 | 2021/3/1 | Qualification | GCH | GCH | 14 |  | 800 | 已拍照建檔
TMC0699 | 扭力扳手 | Torque wrench | 4101-02 | gedore | 5-25 N-m |  | TMC-1 | CVD-LID |  | 12 | A | 2021-04-06 | 2021/04 | 2021/3/1 |  |  | GCH | 14 |  | 650
TMC0700 | 扭力扳手 | Torque wrench | N6LCK | KANON | 2~6N-m |  | TMC-1 | CVD-LID |  | 12 | A | 2021-04-06 | 2021/04 | 2021/3/1 |  |  | GCH | 14 |  | 650
TMC0701 | 扭力起子 | Torque wrench | PI 30LTDK | KANON | 4-30 lb-in |  | TMC-1 | CVD-SF |  | 12 | A | 2021-04-06 | 2021/04 | 2021/3/1 |  |  | GCH | 14 |  | 500
TMC0703 | 扭力起子 | Torque Driver | 015640 | Torqueleader | 5-25Nm | +/- 6% | TMC-1 | PVD-IP | 5KM100263 | 12 | A | 2020-08-14 | 2020/08 | 2020/7/1 |  | Qualification | GCH | 14 |  | 500 | 已拍照建檔
TMC0704 | 雷射墨線儀 | laser leveing |  | BOSCH | GLL 5-50X | ±0.2mm/m | TMC-1 | PVD |  | 12 | A | 2020-08-24 | 2020/08 | 2020/7/1 |  |  | GCH | 14 |  | 1800
TMC0705 | 高度規(站立式) | high-gauge | HD-12 ''AX | Mitutoyo | battery sr44 |  | TMC-1 | PVD-機 |  | 12 | A | 2020-09-05 | 2020/09 | 2020/8/1 |  |  | GCH | 14 |  | 600
TMC0706 | 壓力指示儀 | indictae gauge |  |  |  |  | TMC-1 | PVD-IP |  | 12 | A | 2020-08-14 | 2020/08 | 2020/7/1 |  |  | GCH | 14 |  | 350
TMC0707 | 可調式扭力扳手 | Torque Driver | 015640 | Torqueleader | 3-15Nm | +/- 6% | TMC-1 | PVD-IP | 5KM100263 | 12 | A | 2020-08-14 | 2020/08 | 2020/7/1 |  | Qualification | GCH | 14 |  | 650 | 已拍照建檔
TMC0708 | 附標卡尺(塑膠) | Dial Caliper |  | diaMax | 0~150mm/0.1mm | ± 0.2 mm | TMC-2 | OLED-TEST |  | 12 | A | 2020-08-28 | 2020/08 | 2020/7/1 |  | 已拍照建檔 | GCH | 14 |  | 350
TMC0709 | 數位鉤表 | Clamp meter |  | FLUKE | 322 | I:±1.8±%, ACV:±1.2%,DCV:±1%,OHM:±1%Ω | TMC-2 | OLED-TEST | 97950437 | 12 | A | 2020-08-28 | 2020/08 | 2020/7/1 | over due in march 2016 | 800 | GCH | 14 |  | 500
TMC0710 | 數位式電表 | Multimeter | 179 | FLUKE | 0-600V, 0-40MOhm, 0-10A(DC) | See accuary spec. | TMC-2 | OLED-TEST | 33171854WS | 12 | A | 2020-08-28 | 2020/08 | 2020/7/1 | 800 | 已拍照建檔 | GCH | 14 |  | 800
TMC0711 | 數位式電表 | Multimeter | 179 | FLUKE | 0-600V, 0-40MOhm, 0-10A(DC) | See accuary spec. | TMC-2 | OLED-TEST | 33171854WS | 12 | A | 2020-08-28 | 2020/08 | 2020/7/1 | 800 | 已拍照建檔 | GCH | 14 |  | 800
TMC0712 | 數位式電表 | Multimeter | 179 | FLUKE | 0-600V, 0-40MOhm, 0-10A(DC) | See accuary spec. | TMC-2 | OLED-TEST | 33171854WS | 12 | A | 2020-09-23 | 2020/09 | 2020/8/1 | 800 | 已拍照建檔 | GCH | 14 |  | 800
TMC0713 | 數位式電表 | Multimeter | 179 | FLUKE | 0-600V, 0-40MOhm, 0-10A(DC) | See accuary spec. | TMC-2 | OLED-TEST | 33171855WS | 12 | A | 2020-09-23 | 2020/09 | 2020/8/1 | 800 | 已拍照建檔 | GCH | 14 |  | 800
TMC0714 | 數位高阻計 | Digital Multimeter | 1663 | FLUKE | 1653 | ±0.4% | TMC-2 | OLED-TEST | 8891013 | 12 | A | 2020-08-28 | 2020/08 | 2020/7/1 | 800 | 已拍照建檔 | GCH | 14 |  | 700
TMC0717 | 真空計 | Vacuum gauge | PDG550 | INFICON | 15….30V | 2.5W | TMC-1 | CVD-TEST | 540062596 | 12 | A | 2020-09-03 | 2020/09 | 2020/8/1 |  |  | GCH | 14 | 13500 | 13500
TMC0718 | 雷射水平儀 | Laser Leveling tool | GLM 250 VF | BOSCH | battery 4x1.5v | 1mW 635nm | TMC-1 | PVD-TEST | 713312404 | 12 | A | 2020-08-24 | 2020/08 | 2020/7/1 |  | 1500 | GCH | 14 | 1380 | 1800
TMC0719 | 電子深度卡尺 | Electronic Depth Caliper | VDS-12''DC | Mitutoyo | 0-300mm | ± 0.2 mm | TMC-1 | PVD-IP | 0026314 | 13 | A | 2020-08-14 | 2020/08 | 2020/7/1 |  |  | GCH | 14 | 350 | 350
TMC0720 | 電子深度卡尺 | Electronic Depth Caliper | VDS-12''DC | Mitutoyo | 0-150mm | ± 0.2 mm | TMC-1 | PVD-IP | 0004050 | 13 | A | 2020-08-14 | 2020/08 | 2020/7/1 |  |  | GCH | 14 | 350 | 350
TMC0722 | 扭力扳手 | Torque wrench | OSP12N4 | TOHNCHI | 2-12 NM | ±3% | TMC-1 | PVD-電 | 092784J | 12 | A | 2021-05-07 | 2021/05 | 2021/4/1 |  |  | GCH | 14 |  | 650
TMC0723 | 扭力扳手 | Torque wrench | OSP12N4 | TOHNCHI | 2-12 NM | ±3% | TMC-1 | PVD-電 | 092784J | 12 | A | 2021-05-07 | 2021/05 | 2021/4/1 |  |  | GCH | 14 |  | 650
TMC0724 | 扭力扳手 | Torque wrench | OSP12N4 | TOHNCHI | 2-12 NM | ±3% | TMC-1 | PVD-機 | 092784J | 12 | A | 2021-04-06 | 2021/04 | 2021/3/1 |  |  | GCH | 14 |  | 650
TMC0725 | 扭力扳手 | Torque wrench | OSP12N4 | TOHNCHI | 2-12 NM | ±3% | TMC-1 | PVD-機 | 092784J | 12 | A | 2021-04-06 | 2021/04 | 2021/3/1 |  |  | GCH | 14 |  | 650
TMC0726 | 電子式扭力扳手 | Torque wrench | 2202 CF-4 | TOHNCHI | 1.5-30 NM | ±3% | TMC-1 | PVD-IP | 2202 CF4 | 12 | A | 2021-04-06 | 2021/04 | 2021/3/1 |  |  | GCH | 14 |  | 650
TMC0734 | 熱像儀 | powerful infared camera | T559839 | FLIR |  |  | TMC-1 | CVD-TEST |  | 12 | A | 2020-12-12 | 2020/12 | 2020/11/1 |  |  | GCH | 14 |  | 1800
TMC0736 | 扭力扳手 | Torque wrench | PB6A-2FN03M | Brico | 100-600lb-ft | 0.04 | TMC-2 | CVD-SF(封存外倉) | 1812600199 | 12 | Archive | 2019-12-20 | 2019/12 | 2019/11/1 |  |  | GCH |  |  | 650
TMC0737 | 扭力扳手 | Torque wrench | PB6A-2FN03M | Brico | 100-600lb-ft | 4% | TMC-2 | CVD-HC(封存外倉) | 1812600200 | 12 | Archive | 2019-12-20 | 2019/12 | 2019/11/1 |  |  | GCH |  |  | 650
TMC0738 | 扭力扳手 | Torque wrench | PBM4B-1FN03M | Brico | 30-150lb-ft | 0.04 | TMC-1 | CVD-LID | 1812400177 | 12 | A | 2020-12-11 | 2020/12 | 2020/11/1 |  |  | GCH | 14 |  | 650
TMC0739 | 扭力扳手 | Torque wrench | PBM4B-1FN03M | Brico | 30-150lb-ft | 0.04 | TMC-1 | CVD-LID | 1812400179 | 12 | A | 2020-12-11 | 2020/12 | 2020/11/1 |  |  | GCH | 14 |  | 650
TMC0740 | 扭力扳手 | Torque wrench | PBM4B-1FN03M | Brico | 30-150lb-ft | 0.04 | TMC-1 | CVD-LID | 1812400180 | 12 | A | 2020-12-11 | 2020/12 | 2020/11/1 |  |  | GCH | 14 |  | 650
TMC0741 | 扭力扳手 | Torque wrench | PBM4B-1FN03M | Brico | 30-150lb-ft | 0.04 | TMC-2 | CVD-MF | 1812400182 | 12 | A | 2020-12-25 | 2020/12 | 2020/11/1 |  |  | GCH | 14 |  | 650
TMC0742 | 扭力扳手 | Torque wrench | PBM4B-1FN03M | Brico | 30-150lb-ft | 0.04 | TMC-2 | CVD-LL | 1812400183 | 12 | A | 2020-12-11 | 2020/12 | 2020/11/1 |  |  | GCH | 14 |  | 650
TMC0744 | 扭力扳手 | Torque wrench | PBM4B-1FN03M | Brico | 30-150lb-ft | 0.04 | TMC-2 | CVD-LID | 1812400186 | 12 | A | 2020-12-11 | 2020/12 | 2020/11/1 |  |  | GCH | 14 |  | 650
TMC0745 | 扭力扳手 | Torque wrench | PBM4B-1FN03M | Brico | 30-150lb-ft | 0.04 | TMC-2 | CVD-LID | 1812400188 | 12 | A | 2020-12-12 | 2020/12 | 2020/11/1 |  |  | GCH | 14 |  | 650
TMC0746 | 扭力扳手 | Torque wrench | PBM4B-1FN03M | Brico | 30-150lb-ft | 0.04 | TMC-2 | CVD-LID | 1812400189 | 12 | A | 2020-12-31 | 2020/12 | 2020/11/1 |  |  | GCH | 14 |  | 650
TMC0747 | 扭力扳手 | Torque wrench | PBM4B-1FN03M | Brico | 30-150lb-ft | 0.04 | TMC-2 | CVD-LL | 1812400190 | 12 | A | 2020-12-11 | 2020/12 | 2020/11/1 |  |  | GCH | 14 |  | 650
TMC0748 | 扭力扳手 | Torque wrench | PBM4B-1FN03M | Brico | 30-150lb-ft | 0.04 | TMC-2 | CVD-SF(封存外倉) | 1812400191 | 12 | Archive | 2019-12-21 | 2019/12 | 2019/11/1 |  |  | GCH |  |  | 650
TMC0749 | 扭力扳手 | Torque wrench | PBM4B-1FN03M | Brico | 30-150lb-ft | 0.04 | TMC-2 | CVD-LL | 1812400193 | 12 | A | 2020-12-11 | 2020/12 | 2020/11/1 |  |  | GCH | 14 |  | 650
TMC0750 | 扭力扳手 | Torque wrench | PBM4B-1FN03M | Brico | 30-150lb-ft | 0.04 | TMC-2 | CVD-MF | 1812400194 | 12 | A | 2020-12-25 | 2020/12 | 2020/11/1 |  |  | GCH | 14 |  | 650
TMC0751 | 扭力扳手 | Torque wrench | PBM4B-1FN03M | Brico | 30-150lb-ft | 0.04 | TMC-2 | CVD-LL | 1812400195 | 12 | A | 2020-12-11 | 2020/12 | 2020/11/1 |  |  | GCH | 14 |  | 650
TMC0752 | 扭力扳手 | Torque wrench | PBM4B-1FN03M | Brico | 30-150lb-ft | 0.04 | TMC-2 | CVD-SF(封存外倉) | 1812400196 | 12 | Archive | 2019-12-21 | 2019/12 | 2019/11/1 |  |  | GCH |  |  | 650
TMC0753 | 扭力扳手 | Torque wrench | PBM4B-1FN03M | Brico | 30-150lb-ft | 0.04 | TMC-2 | CVD-LID | 1812400197 | 12 | A | 2020-12-31 | 2020/12 | 2020/11/1 |  |  | GCH | 14 |  | 650
TMC0754 | 扭力扳手 | Torque wrench | PBM2A-1FN03M | Brico | 1-5N.m | 0.04 | TMC-2 | CVD-LL | SL07240 | 12 | A | 2020-12-11 | 2020/12 | 2020/11/1 |  |  | GCH | 14 |  | 650
TMC0755 | 扭力扳手 | Torque wrench | PBM2A-1FN03M | Brico | 1-5N.m | 0.04 | TMC-2 | CVD-LL | SL07241 | 12 | A | 2020-12-11 | 2020/12 | 2020/11/1 |  |  | GCH | 14 |  | 650
TMC0756 | 扭力扳手 | Torque wrench | PBM2A-1FN03M | Brico | 1-5N.m | 0.04 | TMC-2 | CVD-LL | SL07242 | 12 | A | 2020-12-11 | 2020/12 | 2020/11/1 |  |  | GCH | 14 |  | 650
TMC0757 | 扭力扳手 | Torque wrench | PBM2A-1FN03M | Brico | 1-5N.m | 0.04 | TMC-2 | CVD-LL | SL07243 | 12 | A | 2020-12-11 | 2020/12 | 2020/11/1 |  |  | GCH | 14 |  | 650
TMC0758 | 扭力扳手 | Torque wrench | 4101-05 TorcoFix SE 9*12 | Gedore | 5-50N.m | 0.04 | TMC-1 | CVD-LL | H102142 | 12 | A | 2021-05-14 | 2021/05 | 2021/4/1 |  |  | GCH | 14 |  | 650
TMC0759 | 扭力扳手 | Torque wrench | 4101-05 TorcoFix SE 9*12 | Gedore | 5-50N.m | 0.04 | TMC-1 | CVD-LL | H102147 | 12 | A | 2021-05-14 | 2021/05 | 2021/4/1 |  |  | GCH | 14 |  | 650
TMC0760 | 扭力扳手 | Torque wrench | 4201-01 TorcoFix SE 14*18 | Gedore | 40-200N.m | 0.04 | TMC-1 | CVD-LID | C145093 | 12 | A | 2020-08-28 | 2020/08 | 2020/7/1 |  |  | GCH | 14 |  | 650
TMC0761 | 扭力扳手 | Torque wrench | 4201-01 TorcoFix SE 14*18 | Gedore | 40-200N.m | 0.04 | TMC-2 | CVD-LID | C145094 | 12 | A | 2020-08-28 | 2020/08 | 2020/7/1 |  |  | GCH | 14 |  | 650
TMC0762 | 扭力扳手 | Torque wrench | 4201-01 TorcoFix SE 14*18 | Gedore | 40-200N.m | 0.04 | TMC-2 | CVD-LID | C145095 | 12 | A | 2020-08-28 | 2020/08 | 2020/7/1 |  |  | GCH | 14 |  | 650
TMC0763 | 扭力扳手 | Torque wrench | 4201-01 TorcoFix SE 14*18 | Gedore | 40-200N.m | 0.04 | TMC-2 | CVD-LID | C145028 | 12 | A | 2020-08-28 | 2020/08 | 2020/7/1 |  |  | GCH | 14 |  | 650
TMC0764 | 扭力扳手 | Torque wrench | 4201-01 TorcoFix SE 14*18 | Gedore | 40-200N.m | 0.04 | TMC-2 | CVD-LL | C145043 | 12 | A | 2020-08-28 | 2020/08 | 2020/7/1 |  |  | GCH | 14 |  | 650
TMC0765 | 扭力扳手 | Torque wrench | 4201-01 TorcoFix SE 14*18 | Gedore | 40-200N.m | 0.04 | TMC-2 | CVD-LID | C145053 | 12 | A | 2020-08-28 | 2020/08 | 2020/7/1 |  |  | GCH | 14 |  | 650
TMC0766 | 扭力扳手 | Torque wrench | 4201-01 TorcoFix SE 14*18 | Gedore | 40-200N.m | 0.04 | TMC-2 | CVD-MF | C145070 | 12 | A | 2020-08-28 | 2020/08 | 2020/7/1 |  |  | GCH | 14 |  | 650
TMC0767 | 扭力扳手 | Torque wrench | 4201-01 TorcoFix SE 14*18 | Gedore | 40-200N.m | 0.04 | TMC-2 | CVD-MF | C145071 | 12 | A | 2020-08-28 | 2020/08 | 2020/7/1 |  |  | GCH | 14 |  | 650
TMC0768 | 扭力扳手 | Torque wrench | 4201-01 TorcoFix SE 14*18 | Gedore | 40-200N.m | 0.04 | TMC-2 | CVD-LL | C145072 | 12 | A | 2020-08-28 | 2020/08 | 2020/7/1 |  |  | GCH | 14 |  | 650
TMC0769 | 扭力扳手 | Torque wrench | 4201-01 TorcoFix SE 14*18 | Gedore | 40-200N.m | 0.04 | TMC-1 | CVD-LID | C145073 | 12 | A | 2020-08-28 | 2020/08 | 2020/7/1 |  |  | GCH | 14 |  | 650
TMC0770 | 扭力扳手 | Torque wrench | PBM2A-1FN03M | Brico | 30-250Lb-in | 0.04 | TMC-2 | CVD-LL | 1812200160 | 12 | A | 2020-12-25 | 2020/12 | 2020/11/1 |  |  | GCH | 14 |  | 650
TMC0771 | 扭力扳手 | Torque wrench | PBM2A-1FN03M | Brico | 30-250Lb-in | 0.04 | TMC-2 | CVD-LID | 1812200161 | 12 | A | 2020-12-31 | 2020/12 | 2020/11/1 |  |  | GCH | 14 |  | 650
TMC0772 | 扭力扳手 | Torque wrench | PBM2A-1FN03M | Brico | 30-250Lb-in | 0.04 | TMC-2 | CVD-LID | 1812200162 | 12 | A | 2020-12-12 | 2020/12 | 2020/11/1 |  |  | GCH | 14 |  | 650
TMC0773 | 扭力扳手 | Torque wrench | PBM2A-1FN03M | Brico | 30-250Lb-in | 0.04 | TMC-2 | CVD-LL | 1812200163 | 12 | A | 2020-12-11 | 2020/12 | 2020/11/1 |  |  | GCH | 14 |  | 650
TMC0774 | 扭力扳手 | Torque wrench | PBM2A-1FN03M | Brico | 30-250Lb-in | 0.04 | TMC-1 | CVD-LID | 1812200164 | 12 | A | 2020-12-11 | 2020/12 | 2020/11/1 |  |  | GCH | 14 |  | 650
TMC0775 | 扭力扳手 | Torque wrench | PBM2A-1FN03M | Brico | 30-250Lb-in | 0.04 | TMC-2 | CVD-LID | 1812200165 | 12 | A | 2020-12-31 | 2020/12 | 2020/11/1 |  |  | GCH | 14 |  | 650
TMC0777 | 扭力扳手 | Torque wrench | PBM2A-1FN03M | Brico | 30-250Lb-in | 0.04 | TMC-2 | CVD-SF(封存外倉) | 1812200167 | 12 | Archive | 2019-12-23 | 2019/12 | 2019/11/1 |  |  | GCH |  |  | 650
TMC0778 | 扭力扳手 | Torque wrench | PBM2A-1FN03M | Brico | 30-250Lb-in | 0.04 | TMC-2 | CVD-LL | 1812200168 | 12 | A | 2020-12-11 | 2020/12 | 2020/11/1 |  |  | GCH | 14 |  | 650
TMC0779 | 扭力扳手 | Torque wrench | PBM2A-1FN03M | Brico | 30-250Lb-in | 0.04 | TMC-2 | CVD-MF | 1812200169 | 12 | A | 2020-12-25 | 2020/12 | 2020/11/1 |  |  | GCH | 14 |  | 650
TMC0780 | 扭力扳手 | Torque wrench | PBM2A-1FN03M | Brico | 30-250Lb-in | 0.04 | TMC-2 | CVD-SF(封存外倉) | 1812200170 | 12 | Archive | 2019-12-23 | 2019/12 | 2019/11/1 |  |  | GCH |  |  | 650
TMC0781 | 扭力扳手 | Torque wrench | PBM2A-1FN03M | Brico | 30-250Lb-in | 0.04 | TMC-2 | CVD-MF | 1812200171 | 12 | A | 2020-12-25 | 2020/12 | 2020/11/1 |  |  | GCH | 14 |  | 650
TMC0782 | 扭力扳手 | Torque wrench | PBM2A-1FN03M | Brico | 30-250Lb-in | 0.04 | TMC-2 | CVD-LL | 1812200172 | 12 | A | 2020-12-11 | 2020/12 | 2020/11/1 |  |  | GCH | 14 |  | 650
TMC0783 | 扭力扳手 | Torque wrench | PBM2A-1FN03M | Brico | 30-250Lb-in | 0.04 | TMC-2 | CVD-LID | 1812200173 | 12 | A | 2020-12-12 | 2020/12 | 2020/11/1 |  |  | GCH | 14 |  | 650
TMC0784 | 扭力扳手 | Torque wrench | PBM2A-1FN03M | Brico | 30-250Lb-in | 0.04 | TMC-2 | CVD-LID | 1812200174 | 12 | A | 2020-12-12 | 2020/12 | 2020/11/1 |  |  | GCH | 14 |  | 650
TMC0785 | 扭力扳手 | Torque wrench | PBM2A-1FN03M | Brico | 30-250Lb-in | 0.04 | TMC-1 | CVD-LID | 1812200175 | 12 | A | 2020-12-11 | 2020/12 | 2020/11/1 |  |  | GCH | 14 |  | 650
TMC0786 | 扭力扳手 | Torque wrench | PBM2A-1FN03M | Brico | 30-250Lb-in | 0.04 | TMC-2 | CVD-SF(封存外倉) | 1812200176 | 12 | Archive | 2019-12-23 | 2019/12 | 2019/11/1 |  |  | GCH |  |  | 650
TMC0788 | 扭力起子 | Torque driver | MTD-1408N-00 | Brico | 1-8N.m | 0.04 | TMC-2 | CVD-LID | 5422 | 12 | A | 2020-12-12 | 2020/12 | 2020/11/1 |  |  | GCH | 14 |  | 500
TMC0789 | 扭力起子 | Torque driver | MTD-1408N-00 | Brico | 1-8N.m | 0.04 | TMC-2 | CVD-SF(封存外倉) | 5423 | 12 | Archive | 2019-12-19 | 2019/12 | 2019/11/1 |  |  | GCH |  |  | 500
TMC0790 | 扭力起子 | Torque driver | MTD-1408N-00 | Brico | 1-8N.m | 0.04 | TMC-2 | CVD-SF(封存外倉) | 5424 | 12 | Archive | 2019-12-19 | 2019/12 | 2019/11/1 |  |  | GCH |  |  | 500
TMC0793 | 扭力扳手 | Torque wrench | PBM4B-1FN03M | Brico | 30-150Lb-ft | 0.04 | TMC-1 | CVD-LID | 1812400178 | 12 | A | 2020-12-11 | 2020/12 | 2020/11/1 |  |  | GCH | 14 |  | 650
TMC0794 | 扭力扳手 | Torque wrench | PBM4B-1FN03M | Brico | 30-150Lb-ft | 0.04 | TMC-2 | CVD-LID | 1812400181 | 12 | A | 2020-12-12 | 2020/12 | 2020/11/1 |  |  | GCH | 14 |  | 650
TMC0795 | 扭力扳手 | Torque wrench | PBM4B-1FN03M | Brico | 30-150Lb-ft | 0.04 | TMC-2 | CVD-LID | 1812400185 | 12 | A | 2020-12-31 | 2020/12 | 2020/11/1 |  |  | GCH | 14 |  | 650
TMC0796 | 扭力扳手 | Torque wrench | PBM4B-1FN03M | Brico | 30-150Lb-ft | 0.04 | TMC-1 | CVD-MF | 1812400192 | 12 | A | 2020-10-23 | 2020/10 | 2020/9/1 |  |  | GCH | 14 |  | 650
TMC0797 | 扭力扳手 | Torque wrench | 620W 3135N | Brico | 27-135N.m | 4% | TMC-2 | CVD-HC(封存外倉) | 1802009101 | 12 | Archive | 2019-12-10 | 2019/12 | 2019/11/1 |  |  | GCH |  |  | 650
TMC0798 | 扭力扳手 | Torque wrench | TCG400 | torqueleader | 75-400N.m | 4% | TMC-2 | CVD-HC(封存外倉) | 2171113 | 12 | Archive | 2019-07-18 | 2019/07 | 2019/6/1 |  |  | GCH |  |  | 650
TMC0799 | 吊秤 | weight | CSB-10T | UWE | 10ton | 0.04 | TMC-2 | CVD-MF | NLH11612 | 12 | A | 2021-01-08 | 2021/01 | 2021/0/1 |  |  | GCH | 14 |  | 4500
TMC0800 | 數位式電表 | Multimeter | 117 | Fluke |  |  | TMC-2 | CVD-TEST | 39061470WS | 12 | A | 2020-12-25 | 2020/12 | 2020/11/1 |  |  | GCH | 14 |  | 500
TMC0801 | 數位式電表 | Multimeter | 115 | Fluke |  |  | TMC-2 | CVD-TEST | 43170222WS | 12 | A | 2020-12-25 | 2020/12 | 2020/11/1 |  |  | GCH | 14 |  | 500
TMC0802 | 數位式電表 | Multimeter | 115 | Fluke |  |  | TMC-2 | CVD-TEST | 43242075WS | 12 | A | 2021-01-08 | 2021/01 | 2021/0/1 |  |  | GCH | 14 |  | 500
TMC0803 | 數位式電表 | Multimeter | 115 | Fluke |  |  | TMC-2 | CVD-TEST | 43242076WS | 12 | A | 2020-12-25 | 2020/12 | 2020/11/1 |  |  | GCH | 14 |  | 500
TMC0804 | 數位式電表 | Multimeter | 115 | Fluke |  |  | TMC-2 | CVD-TEST | 43242077WS | 12 | A | 2020-12-25 | 2020/12 | 2020/11/1 |  |  | GCH | 14 |  | 500
TMC0809 | 氣泡式水平儀 | Precision Level |  | RSK(新瀉) | 0.02mm/m/150mm | na | TMC-2 | OLED | 07732 | 12 | A | 2021-03-11 | 2021/03 | 2021/2/1 | JS-LG0908-11R |  | GCH | 14 |  | 600 | 已拍照建檔
TMC0810 | 光學水平儀 | Laser Leveling tool | GLM 250 VF | BOSCH | battery 4x1.5v | 1mW 635nm | TMC-2 | OLED | 713312404 | 12 | A | 2021-03-11 | 2021/03 | 2021/2/1 |  |  | GCH | 14 |  | 1800
TMC0811 | 雷射水準儀 | Laser Leveling tool |  |  | battery 4x1.5v | 1mW 635nm | TMC-2 | OLED | 713312404 | 12 | A | 2021-03-11 | 2021/03 | 2021/2/1 |  |  | GCH | 14 |  | 1800
TMC0812 | 數位式電表 | Multimeter | 115 | Fluke |  |  | TMC-2 | OLED-E | 43031740WS | 12 | A | 2021-03-11 | 2021/03 | 2021/2/1 |  |  | GCH | 14 |  | 500
TMC0813 | 扭力扳手 | Torque wrench | 921/800NB |  | 80-800n.m |  | TMC-2 | OLED | NPN-019-601007 | 12 | A | 2020-10-21 | 2020/10 | 2020/9/1 |  |  | GCH | 14 |  | 650
TMC0814 | 扭力扳手 | Torque wrench | 921/800NB |  | 80-800n.m |  | TMC-2 | OLED | NPN-019-601007 | 12 | A | 2020-10-21 | 2020/10 | 2020/9/1 |  |  | GCH | 14 |  | 650
TMC0815 | 扭力扳手 | Torque wrench |  |  | 2-6n.m |  | TMC-1 | CVD-LID |  | 12 | A | 2020-12-25 | 2020/12 | 2020/11/1 |  |  | GCH | 14 |  | 650
TMC0816 | 扭力扳手 | Torque wrench |  |  | 2-12 bit |  | TMC-1 | CVD-LID |  | 12 | A | 2020-12-25 | 2020/12 | 2020/11/1 |  |  | GCH | 14 |  | 650
TMC0817 | 數位式電表 | Multimeter | 115 | Fluke |  |  | TMC-2 | CVD-TEST | 43242074WS | 12 | A | 2021-01-15 | 2021/01 | 2021/0/1 |  |  | GCH | 14 |  | 500
TMC0818 | 數位鉤表 | Clamp meter |  | FLUKE | 322 | I:±1.8±%, ACV:±1.2%,DCV:±1%,OHM:±1%Ω | TMC-2 | OLED-TEST | 97950437 | 12 | A | 2021-03-11 | 2021/03 | 2021/2/1 |  | 800 | GCH | 14 |  | 500
TMC0819 | 數位鉤表 | Clamp meter |  | FLUKE | 322 | I:±1.8±%, ACV:±1.2%,DCV:±1%,OHM:±1%Ω | TMC-1 | PVD-TEST | 97950437 | 12 | A | 2021-03-06 | 2021/03 | 2021/2/1 | over due in march 2016 | 800 | GCH | 14 |  | 500
TMC0821 | 電子卡尺 | Digital Caliper | 500-506-10 | Mitutoyo | 0~600mm | ± 0.02mm | TMC-2 | CVD-TEST | 0058778 | 12 | A | 2021-02-11 | 2021/02 | 2021/1/1 |  |  | GCH | 14 |  | 350
TMC0822 | 扭力扳手 | Torque wrench | 4201-01 TorcoFix SE 14*18 | Gedore | 20-100N.m | 0.04 | TMC-1 | CVD-LID | C145053 | 12 | A | 2021-03-06 | 2021/03 | 2021/2/1 |  |  | GCH | 14 |  | 650
TMC0823 | 扭力扳手 | Torque wrench | 4201-01 TorcoFix SE 14*18 | Gedore | 40-200N.m | 0.04 | TMC-1 | CVD-LID | C145053 | 12 | A | 2021-03-06 | 2021/03 | 2021/2/1 |  |  | GCH | 14 |  | 650
TMC0824 | 治具 | Wireless gap leveling tool |  | N/A | N/A | na | TMC-2 | CVD-TEST | 0190-73493-08 | 12 | A | 2021-03-06 | 2021/03 | 2021/2/1 | GCH01MHR0228 | Qualification | GCH | 14 |  | 600 | 已拍照建檔
TMC0837 | 數位電表 | Multimeter | 115 | Fluke |  |  | TMC-2 | CVD-PK | 43170222WS | 12 | A | 2021-04-13 | 2021/04 | 2021/3/1 |  |  | GCH | 14 |  | 500
TMC0838 | 數位電表 | Multimeter | 115 | Fluke |  |  | TMC-2 | CVD-PK | 43170222WS | 12 | A | 2021-03-27 | 2021/03 | 2021/2/1 |  |  | GCH | 14 |  | 500
TMC0839 | 氣泡式水平尺 | [5 empty] | TMC-2 | CVD-PK |  | 12 | A | 2021-02-19 | 2021/02 | 2021/1/1 |  |  | GCH | 14 |  | 800
TMC0840 | 精密氣泡式水平尺 | RSK |  |  | 0.02mm |  | TMC-2 | OLED | 134176 | 12 | A | 2021-03-11 | 2021/03 | 2021/2/1 |  |  | GCH | 14 |  | 800
TMC0841 | 雷射水準儀 | Laser Leveling tool |  |  | battery 4x1.5v | 1mW 635nm | TMC-2 | OLED | 713312404 | 12 | A | 2021-03-11 | 2021/03 | 2021/2/1 |  |  | GCH | 14 |  | 1800
TMC0842 | 光學水平儀 | Laser Leveling tool | GLM 250 VF | BOSCH | battery 4x1.5v | 1mW 635nm | TMC-2 | OLED | 713312404 | 12 | A | 2021-03-11 | 2021/03 | 2021/2/1 |  | 1500 | GCH | 14 |  | 1800
TMC0843 | 雷射測距儀 | Laser range finder | GLM250 | Bosch |  |  | TMC-2 | CVD-PK | 605340421 | 12 | A | 2021-04-13 | 2021/04 | 2021/3/1 | Qualification | GCH | GCH | 14 |  | 1800
TMC0844 | 雷射測距儀 | Laser range finder | GLM250 | Bosch |  |  | TMC-2 | CVD-PK | 605343232 | 12 | A | 2021-03-27 | 2021/03 | 2021/2/1 | Qualification | GCH | GCH | 14 |  | 1800
TMC0845 | 電子卡尺 | Digital Caliper | 500-196-30 | Mitutoyo | 0~150mm | ± 0.02mm | TMC-2 | CVD-PK | 15321233 | 12 | A | 2021-04-13 | 2021/04 | 2021/3/1 | JS-LG1856-11R | Qualification | GCH | 14 |  | 350
TMC0856 | 治具 | Wireless gap leveling tool |  | N/A | N/A | na | TMC-1 | CVD-TEST | 0190-73493-08 | 12 | A | 2021-05-07 | 2021/05 | 2021/4/1 | GCH01MHR2353 | Qualification | GCH | 14 |  | 600 | 已拍照建檔
TMC0865 | 游標卡尺 | Caliper |  |  | 0-150mm | ± 0.02 mm | TMC-1 | CVD-LID-Peter Shive |  | 19 | A | 2021-04-06 | 2021/04 | 2021/3/1 |  |  | GCH | 14 |  | 350 | 已拍照建檔
TMC0872 | 扭力起子 | Torque drive | 20903 |  |  |  | TMC-1 | PVD-IP |  | 12 | A | 2021-03-12 | 2021/03 | 2021/2/1 |  |  | GCH | 14 |  | 500 | 已拍照建檔
TMC0175 | 扭力扳手 | Torque wrench | BCSP40NX12DXT37 | TOHNICHI |  |  | TMC-2 | OLED-M | 018843L | 20 | A | 2021-05-21 | 2021/05 | 2021/4/1 |  |  | GCH | 14
TMC0176 | 扭力扳手 | Torque wrench | BCSP40NX12DXT37 | TOHNICHI |  |  | TMC-2 | OLED-M | 018849L | 20 | A | 2021-05-21 | 2021/05 | 2021/4/1 |  |  | GCH | 14
TMC0177 | 扭力扳手 | Torque wrench | BCSP70NX12DXT37 | TOHNICHI |  |  | TMC-2 | OLED-M | 202216K | 20 | A | 2021-05-21 | 2021/05 | 2021/4/1 |  |  | GCH | 14
TMC0178 | 扭力扳手 | Torque wrench | BCSP70NX12DXT37 | TOHNICHI |  |  | TMC-2 | OLED-M | 027956L | 20 | A | 2021-05-21 | 2021/05 | 2021/4/1 |  |  | GCH | 14
TMC0179 | 扭力起子 | Torque wrench | TLS1360 FH BLUE | Gedore |  |  | TMC-1 | PVD-IP | 1393 | 20 | A | 2021-04-29 | 2021/04 | 2021/3/1 |  |  | GCH | 14